## Price Part
Annexure-I
The interested party i.e the quotationer shall quote price in the following format: BASIC RATE OF MATERIALS FOR ……………………………………….
EoI No. :- 06/PR/JBVNL/2022-23
Name of Agency:-
Contact details & No.
Identity Number | Discription of material | Unit | Specifications | Rate without GST (FOR) | Other State Reference Rates | [5 empty] | Quotation Rates | [9 empty] | Rate Reference
1 | 1 | 2 | 3 | 4 | 7 | 8 | 9 | 10 | 11 | 12 | 13 | 14 | 15 | 16 | 17 | 18 |  |  | 19 | 20 | 21
M1628 | Line Supports (Poles)
| (I) Rail Pole 60 kgs 13 meter | Each | Conforming relevant IS specification(s) | [5 empty] | 34564.5763 | [6 empty] | #REF! | #REF! | #REF! | 0 | #REF! | JBVNL PO Rates | 1 | 34564.5763 | #REF!
| (II) Rail Pole 52 Kgs 13 meter | Each | Conforming relevant IS specification(s) |  | 30668.0593 | 31156.164 |  |  | 29955.9661 | [6 empty] | #REF! | #REF! | #REF! | 30668.06 | #REF! | NBPDCL SOR 2020-21 | 3 | 30593.3965 | #REF!
| (III) RS Joist Pole 9.3 meter (175x85mm) 19.6 kgs per mtr | Each | Conforming relevant IS specification(s) |  |  | 8419 |  |  | 6938.2256 | [6 empty] | #REF! | #REF! | #REF! | 7550.0376 | #REF! | As per weight | 2 | 7678.6128 | #REF!
| (IV) RS Joist Pole 9 meter (116x100mm) 23 kgs per mtr | Each | Conforming relevant IS specification(s) | [12 empty] | #REF! | #REF! | #REF! | 8573.94 | #REF! | As per weight | 0 | #DIV/0! | #DIV/0!
| (V) 125x70x5 RS GI joist 8Mtr (13.3kg / Mtr) | Each | Conforming relevant IS specification(s) |  |  | 3770.284 |  |  | 3562.1458 | [6 empty] | #REF! | #REF! | #REF! | 4407.088 | #REF! | As per weight | 2 | 3666.2149 | #REF!
| (VI) WPB 160X160, 30.4KG/M weather resistant H-Beam, 11m | Each | Conforming relevant IS specification(s) |  |  | 18799 |  |  | 18633.9152 | [6 empty] | #REF! | #REF! | #REF! | 18633.92 | #REF! | CSPDCL SOR 2019-20 | 2 | 18716.4576 | #REF!
| (VII) WPB 160X160, 30.4KG/M weather resistant H-Beam, 13m | Each | Conforming relevant IS specification(s) |  |  | 22217 |  |  | 22021.8997 | [6 empty] | #REF! | #REF! | #REF! | 22021.8997 | #REF! | CSPDCL SOR 2019-20 | 2 | 22119.4499 | #REF!
| (vIII) PSC Pole 400 KG W.L (9 mtr.) | Each | Conforming relevant IS specification(s) |  | 3600 | [10 empty] | #REF! | #REF! | #REF! | 3810 | #REF! | JBVNL PO Rates | 1 | 3600 | #REF!
| (IX) PSC Pole 200 KG W.L (8 mtr.) | Each | Conforming relevant IS specification(s) |  | 2075 | [10 empty] | #REF! | #REF! | #REF! | #REF! | #REF! | JBVNL SOR 2018-19 | 1 | 2075 | #REF!
| (X) Steel Tubular Pole (SP-32 ) of 9 meter | Each | Conforming relevant IS specification(s) | [12 empty] | #REF! | #REF! | #REF! | #REF! | #REF! | JBVNL SOR 2018-19 | 0 | #DIV/0! | #DIV/0!
| (XI) Steel Tubular Pole (SP-55 ) of 11 meter | Each | Conforming relevant IS specification(s) | [12 empty] | #REF! | #REF! | #REF! | #REF! | #REF! | JBVNL SOR 2018-19 | 0 | #DIV/0! | #DIV/0!
| (XII) Steel Tubular Pole (SP-72 ) of 13meter | Each | Conforming relevant IS specification(s) | [12 empty] | #REF! | #REF! | #REF! | #REF! | #REF! | JBVNL SOR 2018-19 | 0 | #DIV/0! | #DIV/0!
M1629 | ACSR Conductors | [14 empty] | #REF! | #REF! | #REF! |  | #REF! |  |  | #DIV/0! | #DIV/0!
| (I) ACSR Panther Conductor (232 sq. mm) | KM | Conforming relevant IS specification(s) |  |  | 124559 | 120776.2712 | 119535.5932 | 128519.5593 |  |  | 128100 |  |  |  | #REF! | #REF! | #REF! | 157035.84 | #REF! | As per IEEMA Calculation | 5 | 124298.0847 | #REF!
| (II) ACSR Wolf Conductor (150 sq. mm) | KM | Conforming relevant IS specification(s) |  | 94442.0678 |  | 90000 |  |  |  |  | 96075 |  |  |  | #REF! | #REF! | #REF! | 141460.16 | #REF! | As per IEEMA Calculation | 3 | 93505.6893 | #REF!
| (III) ACSR Dog conductor (100 sq. mm) | KM | Conforming relevant IS specification(s) |  | 63236.0847 | 62540 | 55074.5763 | 67493.2203 | 57145.9661 |  |  | 57592 |  |  |  | #REF! | #REF! | #REF! | 88975.7 | #REF! | As per IEEMA Calculation | 6 | 60513.6412 | #REF!
| (IV) ACSR Racoon conductor (80 sq. mm) | KM | Conforming relevant IS specification(s) |  |  | 46424 | 40483.0508 |  | 43482.6864 | [6 empty] | #REF! | #REF! | #REF! | 61189.47 | #REF! | As per IEEMA Calculation | 3 | 43463.2458 | #REF!
| (V) ACSR Rabbit Conductor (55 mm2) | KM | Conforming relevant IS specification(s) |  | 34570 | 28760 | 28330.5085 | 34844.9153 | 29407.9407 |  |  | 28875 |  |  |  | #REF! | #REF! | #REF! | 42690.95 | #REF! | As per IEEMA Calculation | 6 | 30798.0607 | #REF!
| (VI) ACSR Weasel conductor (34 sq. mm) | KM | Conforming relevant IS specification(s) |  | 20810 |  |  | 20055.9322 | 17845.6525 |  |  | 17745 |  |  |  | #REF! | #REF! | #REF! | 26321.94 | #REF! | As per IEEMA Calculation | 4 | 19114.1462 | #REF!
M1630 | Insulators & H/W fittings | [14 empty] | #REF! | #REF! | #REF! |  | #REF! |  |  | #DIV/0! | #DIV/0!
| (I) 33 KV Pin Insulator 10 KN with Pin (Porcelain type) | Each | Conforming relevant IS specification(s) | [12 empty] | #REF! | #REF! | #REF! | 486.1441 | #REF! | JBVNL SOR 2018-19 | 0 | #DIV/0! | #DIV/0!
| (II) 33 KV Polymer Pin Insulators 10 KN with GI PIN and nut & washer | Each | Conforming relevant IS specification(s) |  | 383.4237 | 405 | 549.1525 | [8 empty] | #REF! | #REF! | #REF! | 383.4237 | #REF! | NBPDCL SOR 2020-21 | 3 | 445.8588 | #REF!
| (III) 33 kV Disc Insulator (Polymer Type) 90 KN with H/W fitting and nut & washer | Set | Conforming relevant IS specification(s) |  | 1098.3051 | 422 | 400.8475 | [8 empty] | #REF! | #REF! | #REF! | 640.3842 | #REF! | Average (Newly Introduced) | 3 | 640.3842 | #REF!
| (IV) 33 KV Disc. Insulator (Porcelain Type) 70 KN with H/W fitting | Set | Conforming relevant IS specification(s) | [12 empty] | #REF! | #REF! | #REF! | #REF! | #REF! | JBVNL SOR 2018-19 | 0 | #DIV/0! | #DIV/0!
| (V) 33 kV Disc Insulator (Polymer Type) 70 KN with H/W fitting | Set | Conforming relevant IS specification(s) |  |  |  | 400.8475 | [8 empty] | #REF! | #REF! | #REF! | #REF! | #REF! | JBVNL SOR 2018-19 | 1 | 400.8475 | #REF!
| (VI) Suspension Hardware suitable for Panther Conductor | Set | Conforming relevant IS specification(s) | [5 empty] | 1862.1017 | [6 empty] | #REF! | #REF! | #REF! | 1862.1 | #REF! | CSPDCL SOR 2019-20 | 1 | 1862.1017 | #REF!
| (VII) Tension Hardware suitable for Panther Conductor | Set | Conforming relevant IS specification(s) | [5 empty] | 855.7458 | [6 empty] | #REF! | #REF! | #REF! | 855.75 | #REF! | CSPDCL SOR 2019-20 | 1 | 855.7458 | #REF!
| (VIII) 11 KV Pin Insulator 10 KN, OD 40 mm dia with Pin (Polymer Type) and nut & washer | Set | Conforming relevant IS specification(s) | [12 empty] | #REF! | #REF! | #REF! | 280 | #REF! | Market Rate (New Item)
| (IX) 11 KV Pin Insulator 5KN with Pin (Porcelain Type) | Each | Conforming relevant IS specification(s) | [12 empty] | #REF! | #REF! | #REF! | #REF! | #REF! | JBVNL SOR 2018-19 | 0 | #DIV/0! | #DIV/0!
| (X) 11 KV Pin Insulator 5 KN with Pin (Polymer Type) and nut & washer | Each | Conforming relevant IS specification(s) |  |  | 144 | 139.8305 |  | 111.9407 | [6 empty] | #REF! | #REF! | #REF! | 0 | #REF! | JBVNL PO Rates | 3 | 131.9237 | #REF!
| (XI) 11 KV Disc Insulator (Polymer Type) 70 KN with H/W | Set | Conforming relevant IS specification(s) |  |  |  |  | 609.2034 | [7 empty] | #REF! | #REF! | #REF! | #REF! | #REF! | AVVNL SOR 2020-21 | 1 | 609.2034 | #REF!
| (XII) 11 KV Disc Insulator (Porcelain Type) 45 KN with H/W | Set | Conforming relevant IS specification(s) |  |  |  |  | 585.1949 | [7 empty] | #REF! | #REF! | #REF! | #REF! | #REF! | JBVNL SOR 2018-19 | 1 | 585.1949 | #REF!
| (XIII) 11 KV Disc Insulator (Polymer Type) 45 KN with H/W | Set | Conforming relevant IS specification(s) |  | 379.8305 |  |  | 570.2458 | [7 empty] | #REF! | #REF! | #REF! | 379.8305 | #REF! | NBPDCL SOR 2020-21 | 2 | 475.0381 | #REF!
| (XIV) LT Pin insulator with Pin (Porcelain type) | Each | Conforming relevant IS specification(s) |  | 74.5763 | [10 empty] | #REF! | #REF! | #REF! | 74.5763 | #REF! | NBPDCL SOR 2020-21 | 1 | 74.5763 | #REF!
| (XV) LT Pin insulator (Porcelain type) | Each | Conforming relevant IS specification(s) | [12 empty] | #REF! | #REF! | #REF! | #REF! | #REF! | JBVNL SOR 2018-19 | 0 | #DIV/0! | #DIV/0!
| (XVI) LT Shackle insulator (Porcelain type) | Each | Conforming relevant IS specification(s) |  | 74.5763 | [10 empty] | #REF! | #REF! | #REF! | 39.5 | #REF! | JBVNL SOR 2018-19 | 1 | 74.5763 | #REF!
| (XVII) LT shackle strip with bolts and nut | Kg | Conforming relevant IS specification(s) |  |  | 38 | [9 empty] | #REF! | #REF! | #REF! | 38 | #REF! | MP SOR 2019-20 | 1 | 38 | #REF!
| (XVIII) 33 KV Post Insulator 10 KN (Polymer) | Set | Conforming relevant IS specification(s) |  | 673.8898 | 897 |  |  | 702.7797 | [6 empty] | #REF! | #REF! | #REF! | 702.7797 | #REF! | CSPDCL SOR 2019-20 | 3 | 757.8898 | #REF!
| (XIX) 11 KV Post Insulator 5 KN (Polymer) | Set | Conforming relevant IS specification(s) | [5 empty] | 202.7373 | [6 empty] | #REF! | #REF! | #REF! | #REF! | #REF! | CSPDCL SOR 2019-20 | 1 | 202.7373 | #REF!
| (XX) 33 KV Stay Insulator | Each | Conforming relevant IS specification(s) |  |  |  |  | 30.9915 | [7 empty] | #REF! | #REF! | #REF! | #REF! | #REF! | JBVNL SOR 2018-19 | 1 | 30.9915 | #REF!
| (XXI) 11 KV Stay Insulator | Each | Conforming relevant IS specification(s) | [12 empty] | #REF! | #REF! | #REF! | 57.87 | #REF! | JBVNL SOR 2018-19 | 0 | #DIV/0! | #DIV/0!
| (XXII) LT Stay Insulator | Each | Conforming relevant IS specification(s) |  |  | 12 | 8.4746 | [8 empty] | #REF! | #REF! | #REF! | 8.47 | #REF! | DHBVN SOR 2020-21 | 2 | 10.2373 | #REF!
| (XXIII) Mid span compression Joints suitable for ACSR Panther conductor | Each | Conforming relevant IS specification(s) |  |  | 361 | [9 empty] | #REF! | #REF! | #REF! | 361 | #REF! | MP SOR 2019-20 | 1 | 361 | #REF!
| (XXIV) Repairing Sleeve suitable for ACSR Panther conductor | Each | Conforming relevant IS specification(s) |  |  | 379 | [9 empty] | #REF! | #REF! | #REF! | 379 | #REF! | MP SOR 2019-20 | 1 | 379 | #REF!
M1631 | Isolator | [14 empty] | #REF! | #REF! | #REF! |  | #REF! |  |  | #DIV/0! | #DIV/0!
| (I) 33 KV Isolator 800 Amp ,3 Phase, with Earth Switch | Set | Conforming relevant IS specification(s) |  |  |  |  | 27288.1356 | [7 empty] | #REF! | #REF! | #REF! | 37963 | #REF! | Through Open Tender | 1 | 27288.1356 | #REF!
| (II) 33 KV Isolator 800 Amp ,3 Phase, with out Earth Switch | Set | Conforming relevant IS specification(s) |  |  | 26222 |  | 23919.4915 | [7 empty] | #REF! | #REF! | #REF! | 35645 | #REF! | Through Open Tender | 2 | 25070.7458 | #REF!
| (III) 33 KV Isolator 630 Amp, 3 Phase, without Earth Switch | Set | Conforming relevant IS specification(s) |  |  | 25705 | 25446.6102 |  | 34238.1356 | [6 empty] | #REF! | #REF! | #REF! | 25447 | #REF! | DHBVN SOR 2020-21 | 3 | 28463.2486 | #REF!
| (IV) 33 KV Isolator 630 Amp, 3 Phase, with Earth Switch | Set | Conforming relevant IS specification(s) |  |  |  | 32418.6441 | 24441.5254 | [7 empty] | #REF! | #REF! | #REF! | #REF! | #REF! | AVVNL SOR 2020-21 | 2 | 28430.0847 | #REF!
| (V) 33 KV Isolator 400 Amp, 3 Phase, with Earth Switch | Set | Conforming relevant IS specification(s) | [12 empty] | #REF! | #REF! | #REF! | #REF! | #REF! | JBVNL SOR 2018-19 | 0 | #DIV/0! | #DIV/0!
| (VI) 11 KV Isolator 630 Amp, 3 Phase, with Earth Switch | Set | Conforming relevant IS specification(s) |  |  | 20833 |  |  | 19783.8983 | [6 empty] | #REF! | #REF! | #REF! | #REF! | #REF! | CSPDCL SOR 2019-20 | 2 | 20308.4492 | #REF!
| (VII) 11 KV Isolator 630 Amp, 3 Phase, without Earth Switch | Set | Conforming relevant IS specification(s) |  |  | 16884 | [9 empty] | #REF! | #REF! | #REF! | 16884 | #REF! | MP SOR 2019-20 | 1 | 16884 | #REF!
| (VIII) 11 KV Isolator 400 Amp, 3 Phase, without Earth Switch | Set | Conforming relevant IS specification(s) |  |  |  |  | 12474.5763 | [7 empty] | #REF! | #REF! | #REF! | 12474.58 | #REF! | AVVNL SOR 2020-21 | 1 | 12474.5763 | #REF!
| (IX) 11 KV Isolator 400 Amp, 3 Phase, with Earth Switch | Set | Conforming relevant IS specification(s) | [12 empty] | #REF! | #REF! | #REF! | #REF! | #REF! | JBVNL SOR 2018-19 | 0 | #DIV/0! | #DIV/0!
| (X) 11 KV Isolator 200 Amp Single Phase | Set | Conforming relevant IS specification(s) | [12 empty] | #REF! | #REF! | #REF! | 0 | #REF! | JBVNL PO Rates | 0 | #DIV/0! | #DIV/0!
M1632 | AB Switch | [14 empty] | #REF! | #REF! | #REF! |  | #REF! |  |  | #DIV/0! | #DIV/0!
| (I) 33 KV 3 pin type, 3 Phase, AB switch 800 Amp (Porcelain Type) | Set | Conforming relevant IS specification(s) | [12 empty] | #REF! | #REF! | #REF! | 37963 | #REF! | Through Open Tender | 0 | #DIV/0! | #DIV/0!
| (II) 33 KV 3 pin type, 3 Phase, AB switch 630 Amp (Porcelain Type) | Set | Conforming relevant IS specification(s) | [12 empty] | #REF! | #REF! | #REF! | #REF! | #REF! | JBVNL PO Rates | 0 | #DIV/0! | #DIV/0!
| (III) 33 KV 3 pin type, 3 Phase, AB switch 630 Amp (Polymer Type) | Set | Conforming relevant IS specification(s) |  | 22299 | [10 empty] | #REF! | #REF! | #REF! | #REF! | #REF! | NBPDCL SOR 2020-21 | 1 | 22299 | #REF!
| (IV) 11 KV 3 pin type, 3 Phase, AB switch 630 Amp (Porcelain Type) | Set | Conforming relevant IS specification(s) | [12 empty] | #REF! | #REF! | #REF! | 17725 | #REF! | JBVNL PO Rates | 0 | #DIV/0! | #DIV/0!
| (V) 11 KV 3 pin type, 3 Phase, AB switch 400 Amp (Polymer Type) | Set | Conforming relevant IS specification(s) | [7 empty] | 13450 |  |  |  |  | #REF! | #REF! | #REF! | 14185 | #REF! | Through Open Tender | 1 | 13450 | #REF!
| (VI) 11 KV 3 pin type, 3 Phase, AB switch 400 Amp (Porcelain Type) | Set | Conforming relevant IS specification(s) | [7 empty] | 13450 |  |  |  |  | #REF! | #REF! | #REF! | 0 | #REF! | JBVNL PO Rates | 1 | 13450 | #REF!
| (VII) 11KV AB Switch 200 Amps (single break) | Set | Conforming relevant IS specification(s) | [7 empty] | 10850 |  |  |  |  | #REF! | #REF! | #REF! | #REF! | #REF! | JBVNL SOR 2018-19 | 1 | 10850 | #REF!
M1633 | Lightening Arrestor | [20 empty] | 0 | #DIV/0! | #DIV/0!
| (I) Lightening Arrestor (9kV 5KA) Line type | Set | Conforming relevant IS specification(s) |  |  | 843 | 1098.3 |  | 835.32 | [6 empty] | #REF! | #REF! | #REF! | 843 | #REF! | MP SOR 2019-20
| (II) 11 KV Lightening Arrester (9 KV, 10 KA Class II, station type)(1set=3nos) | Set | Conforming relevant IS specification(s) | [12 empty] | #REF! |  |  | #REF! | #REF! | JBVNL SOR 2018-19
| (III) 33 KV Lightening Arrester (30KV,10KA Class II, station type)(1set=3nos) | Set | Conforming relevant IS specification(s) | [12 empty] | #REF! |  |  | #REF! | #REF! | JBVNL SOR 2018-19
M1634 | Earthing | [14 empty] | #REF! | #REF! | #REF! |  | #REF! |  |  | #DIV/0! | #DIV/0!
| (I) 25mm dia MS rod 3 m long for earth mat | Each | Conforming relevant IS specification(s) | [11 empty] | 2340 | #REF! | #REF! | #REF! | 778.05 | #REF! | As per Weight | 0 | #DIV/0! | #DIV/0!
| (II) Spike Earthing made of 20mm GI solid Rod | Each | Conforming relevant IS specification(s) | [11 empty] | 2220 | #REF! | #REF! | #REF! | 498.75 | #REF! | As per Weight | 0 | #DIV/0! | #DIV/0!
| (III) G.I Earthing Strip Size 75x8 mm | Kg | Conforming relevant IS specification(s) | [11 empty] | 360 | #REF! | #REF! | #REF! | #REF! | #REF! | JBVNL PO Rates | 0 | #DIV/0! | #DIV/0!
| (IV) G.I Earthing Strip Size 35x3 mm | Kg | Conforming relevant IS specification(s) | [11 empty] | 162 | #REF! | #REF! | #REF! | #REF! | #REF! | JBVNL PO Rates | 0 | #DIV/0! | #DIV/0!
| (V) G.I Earthing Strip Size 35x4 mm | Kg | Conforming relevant IS specification(s) | [11 empty] | 186 | #REF! | #REF! | #REF! | #REF! | #REF! | JBVNL PO Rates | 0 | #DIV/0! | #DIV/0!
| (VI) G.I Earthing Strip Size 40x4 mm | Kg | Conforming relevant IS specification(s) | [11 empty] | 222 | #REF! | #REF! | #REF! | #REF! | #REF! | JBVNL PO Rates | 0 | #DIV/0! | #DIV/0!
| (VII) G.I Earthing Strip Size 40x5 mm | Kg | Conforming relevant IS specification(s) | [11 empty] | 252 | #REF! | #REF! | #REF! | #REF! | #REF! | JBVNL PO Rates | 0 | #DIV/0! | #DIV/0!
| (VIII) Insulated GI/Alum.flexible wire 16 sq.mm | Kg | Conforming relevant IS specification(s) | [11 empty] | 46 | #REF! | #REF! | #REF! | #REF! | #REF! | JBVNL PO Rates | 0 | #DIV/0! | #DIV/0!
| (IX) ACE CHEMROD ( Artificial Concept of Earthing by Chemical Rod ) :- ACE Chemrod Earthing Electrode (consisting mild steel galvanised pipe of size 2500 mm in length X 48 mm outer dia. X 2 mm thick, MS rod of size 2575 mm X 16 mm be welded with bottom. The epoxy insulator of not less than 100 mm length is to be fixed on top of mild steel galvanised pipe. A highly conductive substance is to be filled in residual gap between pipe and rod) with Highly conductive substances not less than 25 kg for soil treatment | Each | Conforming relevant IS specification(s) | [11 empty] | 17880 | #REF! | #REF! | #REF! | 0 | #REF! | JBVNL PO Rates | 0 | #DIV/0! | #DIV/0!
| (X) Earthing complete Conventional type having intermittent layer of charcoal and salt | Each | Conforming relevant IS specification(s) | [11 empty] | 29400 | #REF! | #REF! | #REF! | #REF! | #REF! | JBVNL SOR 2018-19 | 0 | #DIV/0! | #DIV/0!
M1635 | Stay set |  | Conforming relevant IS specification(s) | [12 empty] | #REF! | #REF! | #REF! |  | #REF! |  |  | #DIV/0! | #DIV/0!
| (I) GI stay set complete for D/s/s (1900x 16mm) with staywire 7/12 SWG and Guy insulator | Set | Conforming relevant IS specification(s) | [12 empty] | #REF! | #REF! | #REF! | #REF! | #REF! | JBVNL SOR 2018-19 | 0 | #DIV/0! | #DIV/0!
| (II) GI stay set complete for D/s/s (1900x 20mm) with staywire 7/10 SWG and Guy insulator | Set | Conforming relevant IS specification(s) | [12 empty] | #REF! | #REF! | #REF! | #REF! | #REF! | JBVNL SOR 2018-19 | 0 | #DIV/0! | #DIV/0!
| (III) Stay Set complete (1800x20mm) with stay wire 7/10 SWG & Guy Insulator (Galvanised) | Set | Conforming relevant IS specification(s) | [12 empty] | #REF! | #REF! | #REF! | 0 | #REF! | JBVNL PO Rates | 0 | #DIV/0! | #DIV/0!
| (IV) 11 KV Stay Set Complete (1800x16 mm) with stay wire 7/10 SWG and guy insulator | Set | Conforming relevant IS specification(s) | [12 empty] | #REF! | #REF! | #REF! | #REF! | #REF! | JBVNL SOR 2018-19 | 0 | #DIV/0! | #DIV/0!
| (V) LT Stay set complete (1700x16 mm) with stay wire 7/12 SWG | Set | Conforming relevant IS specification(s) | [12 empty] | #REF! | #REF! | #REF! | #REF! | #REF! | JBVNL SOR 2018-19 | 0 | #DIV/0! | #DIV/0!
| (VI) GI Stay Wire No. 7/8, 7/10, 7/12, 7/14, 7/16 | Kg | Conforming relevant IS specification(s) |  |  | 57 | 66.85 | 69.6822 | 61.5983 | [6 empty] | #REF! | #REF! | #REF! | 57 | #REF! | MP SOR 2019-20 | 4 | 63.7826 | #REF!
M1636 | P.G.Clamps | [14 empty] | #REF! | #REF! | #REF! |  | #REF! |  |  | #DIV/0! | #DIV/0!
| (I) P G clamp for 232/150 sq mm conductor | Each | Conforming relevant IS specification(s) |  |  |  |  | 209.6186 | [7 empty] | #REF! | #REF! | #REF! | #REF! | #REF! | JBVNL SOR 2018-19 | 1 | 209.6186 | #REF!
| (II) P G clamp for 80/100mm2 | Each | Conforming relevant IS specification(s) |  |  |  | 33.8983 | [8 empty] | #REF! | #REF! | #REF! | 33.8983 | #REF! | DHBVN SOR 2020-21 | 1 | 33.8983 | #REF!
| (III) P G Clamps for 34/55mm2 | Each | Conforming relevant IS specification(s) |  |  |  | 33.8983 | 49.2203 | [7 empty] | #REF! | #REF! | #REF! | 41.5593 | #REF! | Average | 2 | 41.5593 | #REF!
| (IV) Bimettalic clamps For Distribution Transformers HT side (25 to 200 KVA) | Each | Conforming relevant IS specification(s) |  |  | 60 |  |  | 168.9153 | [6 empty] | #REF! | #REF! | #REF! | #REF! | #REF! | MP SOR 2019-20 | 2 | 114.4576 | #REF!
| (V) Bimettalic clamps For Distribution Transformers HT side above (200 KVA) | Each | Conforming relevant IS specification(s) | [5 empty] | 168.9153 | [6 empty] | #REF! | #REF! | #REF! | 168.9153 | #REF! | CSPDCL SOR 2019-20 | 1 | 168.9153 | #REF!
| (VI) Bimettalic clamps For Distribution Transformers LT side (25 to 200 KVA) | Each | Conforming relevant IS specification(s) |  |  | 105 |  |  | 247.7966 | [6 empty] | #REF! | #REF! | #REF! | #REF! | #REF! | MP SOR 2019-20 | 2 | 176.3983 | #REF!
| (VII) Bimettalic clamps For Distribution Transformers LT side above (200 KVA) | Each | Conforming relevant IS specification(s) |  |  | 197 |  |  | 247.7966 | [6 empty] | #REF! | #REF! | #REF! | #REF! | #REF! | MP SOR 2019-20 | 2 | 222.3983 | #REF!
| (VIII) Bimettalic clamps For Power Transformer 5 MVA | Each | Conforming relevant IS specification(s) |  |  | 420 |  |  | 568.9492 | [6 empty] | #REF! | #REF! | #REF! | #REF! | #REF! | MP SOR 2019-20 | 2 | 494.4746 | #REF!
| (IX) Bimettalic clamps For Power Transformer 10 MVA | Each | Conforming relevant IS specification(s) |  |  | 438 |  |  | 568.9492 | [6 empty] | #REF! | #REF! | #REF! | #REF! | #REF! | MP SOR 2019-20 | 2 | 503.4746 | #REF!
| (X) Bimettalic clamps For VCBs for 33KV and 11 KV | Each | Conforming relevant IS specification(s) |  |  | 302 |  |  | 332.2627 | [6 empty] | #REF! | #REF! | #REF! | #REF! | #REF! | MP SOR 2019-20 | 2 | 317.1314 | #REF!
| (XI) Bimettalic clamps For CT PT Unit | Each | Conforming relevant IS specification(s) | [5 empty] | 332.2627 | [6 empty] | #REF! | #REF! | #REF! | 332.2627 | #REF! | CSPDCL SOR 2019-20 | 1 | 332.2627 | #REF!
| (XII) P G Clamp 3 bolt for ABT Meters | Each | Conforming relevant IS specification(s) | [12 empty] | #REF! | #REF! | #REF! | 0 | #REF! | JBVNL PO Rates | 0 | #DIV/0! | #DIV/0!
M1637 | Structures, Gantry Columns and Base Plates | [14 empty] | #REF! | #REF! | #REF! |  | #REF! |  |  | #DIV/0! | #DIV/0!
| (I) Structure for 33kV Lightening Arrestor [Non-Galvanized] | Set | Conforming relevant IS specification(s) | [12 empty] | #REF! | #REF! | #REF! | #REF! | #REF! | JBVNL SOR 2018-19 | 0 | #DIV/0! | #DIV/0!
| (II) Structure for 33kV Lightening Arrestor [Galvanized] | Set | Conforming relevant IS specification(s) | [12 empty] | #REF! | #REF! | #REF! | #REF! | #REF! | JBVNL SOR 2018-19 | 0 | #DIV/0! | #DIV/0!
| (III) Structure for 33 KV Isolator (Galvanised) | Set | Conforming relevant IS specification(s) | [12 empty] | #REF! | #REF! | #REF! | #REF! | #REF! | JBVNL SOR 2018-19 | 0 | #DIV/0! | #DIV/0!
| (IV) Structure for 11 KV Isolator (Galvanised) | Set | Conforming relevant IS specification(s) | [12 empty] | #REF! | #REF! | #REF! | #REF! | #REF! | JBVNL SOR 2018-19 | 0 | #DIV/0! | #DIV/0!
| (V) Structure for 33 KV Isolator [Galvanized] | Set | Conforming relevant IS specification(s) | [12 empty] | #REF! | #REF! | #REF! | #REF! | #REF! | JBVNL SOR 2018-19 | 0 | #DIV/0! | #DIV/0!
| (VI) Structure for 11 KV Isolator [Galvanized] | Set | Conforming relevant IS specification(s) | [12 empty] | #REF! | #REF! | #REF! | #REF! | #REF! | JBVNL SOR 2018-19 | 0 | #DIV/0! | #DIV/0!
| (VII) Structure for 33 KV PT (Non-Galvanised) | Set | Conforming relevant IS specification(s) | [12 empty] | #REF! | #REF! | #REF! | #REF! | #REF! | JBVNL SOR 2018-19 | 0 | #DIV/0! | #DIV/0!
| (VIII) Structure for 33 KV PT [Galvanized] | Set | Conforming relevant IS specification(s) | [12 empty] | #REF! | #REF! | #REF! | #REF! | #REF! | JBVNL SOR 2018-19 | 0 | #DIV/0! | #DIV/0!
| (IX) Structure for 11 KV PT (Non-Galvanised) | Set | Conforming relevant IS specification(s) | [12 empty] | #REF! | #REF! | #REF! | #REF! | #REF! | JBVNL SOR 2018-19 | 0 | #DIV/0! | #DIV/0!
| (X) Structure for 11 KV PT [Galvanized] | Set | Conforming relevant IS specification(s) | [12 empty] | #REF! | #REF! | #REF! | #REF! | #REF! | JBVNL SOR 2018-19 | 0 | #DIV/0! | #DIV/0!
| (XI) Structure for Post Insulator for 11KV (Galvanised) | Set | Conforming relevant IS specification(s) | [12 empty] | #REF! | #REF! | #REF! | #REF! | #REF! | JBVNL SOR 2018-19 | 0 | #DIV/0! | #DIV/0!
| (XII) Structure for Post Insulator for 33 KV [Galvanized] | Set | Conforming relevant IS specification(s) | [12 empty] | #REF! | #REF! | #REF! | #REF! | #REF! | JBVNL SOR 2018-19 | 0 | #DIV/0! | #DIV/0!
| (XIII) Structure for 33 KV HG fuse set (Non-Galvanised) | Set | Conforming relevant IS specification(s) | [12 empty] | #REF! | #REF! | #REF! | #REF! | #REF! | JBVNL SOR 2018-19 | 0 | #DIV/0! | #DIV/0!
| (XIV) Structure for 33 KV HG fuse set [Galvanized] | Set | Conforming relevant IS specification(s) | [12 empty] | #REF! | #REF! | #REF! | #REF! | #REF! | JBVNL SOR 2018-19 | 0 | #DIV/0! | #DIV/0!
| (XV) A swing bus structure | Set | Conforming relevant IS specification(s) | [12 empty] | #REF! | #REF! | #REF! | #REF! | #REF! | JBVNL PO Rates | 0 | #DIV/0! | #DIV/0!
| (XVI) Gantry Column, Girder structures for 33/11 KV PSS for single Transformer [Galvanized] | Set | Conforming relevant IS specification(s) | [12 empty] | #REF! | #REF! | #REF! | #REF! | #REF! | JBVNL SOR 2018-19 | 0 | #DIV/0! | #DIV/0!
| (XVII) 'A' structures for top mounted AB switch on 33 KV Bus [Galvanized] | Set | Conforming relevant IS specification(s) | [12 empty] | #REF! | #REF! | #REF! | #REF! | #REF! | JBVNL SOR 2018-19 | 0 | #DIV/0! | #DIV/0!
| (XVIII) 'A' structures for top mounted AB switch on 11 KV Bus [Galvanized] | Set | Conforming relevant IS specification(s) | [12 empty] | #REF! | #REF! | #REF! | #REF! | #REF! | JBVNL SOR 2018-19 | 0 | #DIV/0! | #DIV/0!
| (XIX) 'A' Structures for 11 KV Take off with top mounted AB Switch and provision of Lightening Arrester [Galvanized] | Set | Conforming relevant IS specification(s) | [12 empty] | #REF! | #REF! | #REF! | #REF! | #REF! | JBVNL SOR 2018-19 | 0 | #DIV/0! | #DIV/0!
| (XX) GI Base Plate for 33KV (500x500x10 mm) Avg weight 19.6kg/plate | Each | Conforming relevant IS specification(s) | [12 empty] | #REF! | #REF! | #REF! | #REF! | #REF! | JBVNL SOR 2018-19 | 0 | #DIV/0! | #DIV/0!
| (XXI) Stone Base plate for 11 KV, DSS, LT | Each | Conforming relevant IS specification(s) | [12 empty] | #REF! | #REF! | #REF! | #REF! | #REF! | JBVNL SOR 2018-19 | 0 | #DIV/0! | #DIV/0!
M1638 | Current and Potential Transformers | [14 empty] | #REF! | #REF! | #REF! |  | #REF! |  |  | #DIV/0! | #DIV/0!
| (I) 33 KV CT Outdoor Oil immersed type, 3 Core, 200-100/5-5-1 Amp, Class 0.5 for differential protection | Each | Conforming relevant IS specification(s) |  |  | 14057 |  |  | 16686.3559 | [6 empty] | #REF! | #REF! | #REF! | 15371.678 | #REF! | Average | 2 | 15371.678 | #REF!
| (II) 33 KV CT Outdoor Oil immersed type, 3 Core, 300-150/5-5-1 Amp, Class 0.5 for differential protection | Each | Conforming relevant IS specification(s) | [5 empty] | 22183.8051 | [6 empty] | #REF! | #REF! | #REF! | #REF! | #REF! | CSPDCL SOR 2019-20 | 1 | 22183.8051 | #REF!
| (III) 33 KV CT 800-400/5-5A, 2 Core, 15VA , 5P10 for Protection, 10VA, 0.5 Accuracy for metering | Each | Conforming relevant IS specification(s) | [12 empty] | #REF! | #REF! | #REF! | #REF! | #REF! | JBVNL SOR 2018-19 | 0 | #DIV/0! | #DIV/0!
| (IV) 33 KV CT 400-200/5-5A, 2 Core, 15VA , 5P10 for Protection, 10VA, 0.5 Accuracy for metering | Each | Conforming relevant IS specification(s) |  |  |  |  | 25011.8644 | 21338.7542 | [6 empty] | #REF! | #REF! | #REF! | 19117.84 | #REF! | JBVNL SOR 2018-19 | 2 | 23175.3093 | #REF!
| (V) 33 KV CT 300-150/5-5A, 2 Core, 15VA , 5P10 for Protection, 10VA, 0.5 Accuracy for metering | Each | Conforming relevant IS specification(s) |  |  |  | 14013.5593 | [8 empty] | #REF! | #REF! | #REF! | 19819.71 | #REF! | JBVNL SOR 2018-19 (Due to change in Specification) | 1 | 14013.5593 | #REF!
| (VI) 33 KV CT 200-100/5-5A, 2 Core, 15VA , 5P10 for Protection, 10VA, 0.5 Accuracy for metering | Each | Conforming relevant IS specification(s) |  |  |  | 13659.322 | [8 empty] | #REF! | #REF! | #REF! | 17644.03 | #REF! | JBVNL SOR 2018-19 (Due to change in Specification) | 1 | 13659.322 | #REF!
| (VII) 11 KV CT Outdoor Oil immersed type, 3 Core, 600-300/5-5-1Amp, Class 0.5 for differential protection | Each | Conforming relevant IS specification(s) |  |  | 11264 | [9 empty] | #REF! | #REF! | #REF! | 11264 | #REF! | MP SOR 2019-20 | 1 | 11264 | #REF!
| (VIII) 11 KV CT 800-400/5-5A, 2 Core, 15VA , 5P10 for Protection, 10VA, 0.5 Accuracy for metering | Each | Conforming relevant IS specification(s) | [12 empty] | #REF! | #REF! | #REF! | #REF! | #REF! | JBVNL SOR 2018-19 | 0 | #DIV/0! | #DIV/0!
| (IX) 11 KV CT 400-200/5-5A, 2 Core, 15VA , 5P10 for Protection, 10VA, 0.5 Accuracy for metering | Each | Conforming relevant IS specification(s) | [12 empty] | #REF! | #REF! | #REF! | #REF! | #REF! | JBVNL SOR 2018-19 | 0 | #DIV/0! | #DIV/0!
| (X) 11 KV CT 300-150/5-5A, 2 Core, 15VA , 5P10 for Protection, 10VA, 0.5 Accuracy for metering | Each | Conforming relevant IS specification(s) | [5 empty] | 11396.1017 | [6 empty] | #REF! | #REF! | #REF! | 16641.95 | #REF! | JBVNL SOR 2018-19 (Due to change in Specification) | 1 | 11396.1017 | #REF!
| (XI) 11 KV CT 200-100/5-5A, 2 Core, 15VA , 5P10 for Protection, 10VA, 0.5 Accuracy for metering | Each | Conforming relevant IS specification(s) | [5 empty] | 11618.5 | [6 empty] | #REF! | #REF! | #REF! | 12559.21 | #REF! | JBVNL SOR 2018-19 | 1 | 11618.5 | #REF!
| (XII) 33/√3/110/√3/110/√3 PT (Core 1:0.5S, Core2:3P) | Set | Conforming relevant IS specification(s) |  |  |  | 11148.3051 | 16358.4746 | [7 empty] | #REF! | #REF! | #REF! | 11148.3051 | #REF! | DHBVN SOR 2020-21 | 2 | 13753.3898 | #REF!
| (XIII) 11/√3/110/√3/110/√3 PT (Core 1:0.5S, Core2:3P) | Set | Conforming relevant IS specification(s) |  |  |  | 6392.3729 | 6314.4068 | [7 empty] | #REF! | #REF! | #REF! | 6392.3729 | #REF! | DHBVN SOR 2020-21 | 2 | 6353.3898 | #REF!
M1639 | Power Transformer | [14 empty] | #REF! | #REF! | #REF! |  | #REF! |  |  | #DIV/0! | #DIV/0!
| (I) 33/11 KV Power Transformer 10 MVA Copper Wound, CRGO Core (off load tap changer) | Each | Conforming relevant IS specification(s) |  | 3896009.322 | 4462594 | 3958839.8305 |  |  |  |  | 4600000 |  |  |  | #REF! | #REF! | #REF! | 0 | #REF! | JBVNL PO Rates | 4 | 4229360.7881 | #REF!
| (II) 33/11 KV Power Transformer 10 MVA Copper Wound, CRGO Core (on load tap changer) | Each | Conforming relevant IS specification(s) | [12 empty] | #REF! | #REF! | #REF! | 6264000 | #REF! | As per IEEMA Calculation | 0 | #DIV/0! | #DIV/0!
| (III) 33/11 KV Power Transformer 05 MVA Copper Wound, CRGO Core (off load tap changer) | Each | Conforming relevant IS specification(s) |  | 2430000 | 2988064 | 3187151.6949 | 2933474.5763 | 2863564.5169 |  |  | 3500000 |  |  |  | #REF! | #REF! | #REF! | 2495258 | #REF! | As per IEEMA Calculation | 6 | 2983709.1314 | #REF!
| (IVI) 33/11 KV Power Transformer 05 MVA Copper Wound, CRGO Core (on load tap changer) | Each | Conforming relevant IS specification(s) | [12 empty] | #REF! | #REF! | #REF! | 3828000 | #REF! | As per IEEMA Calculation | 0 | #DIV/0! | #DIV/0!
M1640 | Distribution Transformer | [14 empty] | #REF! | #REF! | #REF! |  | #REF! |  |  | #DIV/0! | #DIV/0!
| (I) 11/0.433 KV Distribution Transformer 500 KVA, Copper wound, CRGO M4 Core ONAN; BIS Level 1 | Each | Conforming relevant IS specification(s) |  |  |  |  | 643972.2373 | 744424.7203 | [6 empty] | #REF! | #REF! | #REF! | 643972.2373 | #REF! | AVVNL SOR 2020-21 | AVVNL SOR 2020-22 | AVVNL SOR 2020-23 | AVVNL SOR 2020-24
| (II) 11/0.433 KV Distribution Transformer 500 KVA, Copper wound, CRGO M4 Core ONAN; BIS Level 2 | Each | Conforming relevant IS specification(s) | [12 empty] | #REF! |  |  | 479000 | #REF! | PVVNL PO Rate
| (III) 11/0.433 KV Distribution Transformer 500 KVA, Copper wound, CRGO M4 Core ONAN; BIS Level 3 | Each | Conforming relevant IS specification(s) |  | 445877.9661 |  |  | 437341.1017 | 492448.9576 | [6 empty] | #REF! |  |  | #REF! | #REF! | AVVNL SOR 2020-21
| (IV) 11/0.433 KV Distribution Transformer 500 KVA, Copper wound, CRGO M4 Core ONAN; BIS Level 4 | Each | Conforming relevant IS specification(s) |  |  |  |  | 355637.5 | [7 empty] | #REF! |  |  | #REF! | #REF! | AVVNL SOR 2020-21
| (V) 11/0.433 KV Distribution Transformer 500 KVA, Copper wound, CRGO M4 Core ONAN; BIS Level 5 | Each | Conforming relevant IS specification(s) |  | 182000 | 185101 | 168226.2712 |  | 206108.8136 |  |  | 250000 |  |  |  | #REF! | #REF! | #REF! | 185101 | #REF! | MP SOR 2019-20 | 5 | 198287.2169 | #REF!
| (VI) 11/0.433 KV Distribution Transformer 400 KVA, Copper wound, CRGO M4 Core ONAN; BIS Level 1 | Each | Conforming relevant IS specification(s) | [12 empty] | #REF! | #REF! | #REF! | 90331 | #REF! | As per IEEMA Calculation | 0 | #DIV/0! | #DIV/0!
| (VII) 11/0.433 KV Distribution Transformer 400 KVA, Copper wound, CRGO M4 Core ONAN; BIS Level 2 | Each | Conforming relevant IS specification(s) |  | 98250 | 110764 | 90341.5254 | 111101.6949 | 109623.1186 |  |  | 131000 |  |  |  | #REF! | #REF! | #REF! | 110764 | #REF! | MP SOR 2019-20 | 6 | 108513.3898 | #REF!
| (VIII) 11/0.433 KV Distribution Transformer 400 KVA, Copper wound, CRGO M4 Core ONAN; BIS Level 3 | Each | Conforming relevant IS specification(s) | [12 empty] | #REF! | #REF! | #REF! | #REF! | #REF! | JBVNL PO Rates | 0 | #DIV/0! | #DIV/0!
| (IX) 11/0.433 KV Distribution Transformer 400 KVA, Copper wound, CRGO M4 Core ONAN; BIS Level 4 | Each | Conforming relevant IS specification(s) |  | 79637.0085 |  |  | 85762.7119 | 83281.7627 |  |  | 75000 |  |  |  | #REF! | #REF! | #REF! | 83281.7627 | #REF! | CSPDCL SOR 2019-20 | 4 | 80920.3708 | #REF!
| (X) 11/0.433 KV Distribution Transformer 400 KVA, Copper wound, CRGO M4 Core ONAN; BIS Level 5 | Each | Conforming relevant IS specification(s) | [12 empty] | #REF! | #REF! | #REF! | 50880 | #REF! | As per IEEMA Calculation | 0 | #DIV/0! | #DIV/0!
| (XI) 11/0.433 KV Distribution Transformer 315 KVA, Copper wound, CRGO M4 Core ONAN; BIS Level 1 | Each | Conforming relevant IS specification(s) |  |  | 44094 | 35495.7627 | 49975.4237 | 46017.9576 |  |  | 45000 |  |  |  | #REF! | #REF! | #REF! | #REF! | #REF! | JBVNL PO Rates | 5 | 44116.6288 | #REF!
| (XII) 11/0.433 KV Distribution Transformer 315 KVA, Copper wound, CRGO M4 Core ONAN; BIS Level 2 | Each | Conforming relevant IS specification(s) | [12 empty] | #REF! | #REF! | #REF! | 762711.86 | #REF! | JBVNL SOR 2018-19 | 0 | #DIV/0! | #DIV/0!
| (XIII) 11/0.433 KV Distribution Transformer 315 KVA, Copper wound, CRGO M4 Core ONAN; BIS Level 3 | Each | Conforming relevant IS specification(s) | [12 empty] | #REF! | #REF! | #REF! | #REF! | #REF! | JBVNL SOR 2018-19 | 0 | #DIV/0! | #DIV/0!
| (XIV) 11/0.433 KV Distribution Transformer 315 KVA, Copper wound, CRGO M4 Core ONAN; BIS Level 4 | Each | Conforming relevant IS specification(s) |  |  | 44422 | [9 empty] | #REF! | #REF! | #REF! | #REF! | #REF! | JBVNL SOR 2018-19 | 1 | 44422 | #REF!
| (XV) 11/0.433 KV Distribution Transformer 315 KVA, Copper wound, CRGO M4 Core ONAN; BIS Level 5 | Each | Conforming relevant IS specification(s) | [11 empty] | 810000 | #REF! | #REF! | #REF! | 810000 | #REF! | Quotation | 0 | #DIV/0! | #DIV/0!
| (XVI) 11/0.433 KV Distribution Transformer 250 KVA, Aluminium wound, CRGO M4 Core ONAN; BIS Level 1 | Each | Conforming relevant IS specification(s)
| (XVII) 11/0.433 KV Distribution Transformer 250 KVA, Aluminium wound, CRGO M4 Core ONAN; BIS Level 2 | Each | Conforming relevant IS specification(s)
| (XVIII) 11/0.433 KV Distribution Transformer 250 KVA, Aluminium wound, CRGO M4 Core ONAN; BIS Level 3 | Each | Conforming relevant IS specification(s)
| (XIX) 11/0.433 KV Distribution Transformer 250 KVA, Aluminium wound, CRGO M4 Core ONAN; BIS Level 4 | Each | Conforming relevant IS specification(s)
| (XX) 11/0.433 KV Distribution Transformer 250 KVA, Aluminium wound, CRGO M4 Core ONAN; BIS Level 5 | Each | Conforming relevant IS specification(s)
| (XXI) 11/0.433 KV Distribution Transformer 200 KVA, Aluminium Winding, Stack type CRGO Core fitted, Completely Self Protected; BIS Level 1 | Each | Conforming relevant IS specification(s)
| (XXII) 11/0.433 KV Distribution Transformer 200 KVA, Aluminium Winding, Stack type CRGO Core fitted, Completely Self Protected; BIS Level 2 | Each | Conforming relevant IS specification(s)
| (XXIV) 11/0.433 KV Distribution Transformer 200 KVA, Aluminium Winding, Stack type CRGO Core fitted, Completely Self Protected; BIS Level 3 | Each | Conforming relevant IS specification(s)
| (XXV) 11/0.433 KV Distribution Transformer 200 KVA, Aluminium Winding, Stack type CRGO Core fitted, Completely Self Protected; BIS Level 4 | Each | Conforming relevant IS specification(s)
| (XXVI) 11/0.433 KV Distribution Transformer 200 KVA, Aluminium Winding, Stack type CRGO Core fitted, Completely Self Protected; BIS Level 5 | Each | Conforming relevant IS specification(s)
| (XXVII) 11/0.433 KV Distribution Transformer 100 KVA, Aluminium Winding, Stack type CRGO Core fitted; BIS Level 1 | Each | Conforming relevant IS specification(s)
| (XXVIII) 11/0.433 KV Distribution Transformer 100 KVA, Aluminium Winding, Stack type CRGO Core fitted; BIS Level 2 | Each | Conforming relevant IS specification(s)
| (XXIX) 11/0.433 KV Distribution Transformer 100 KVA, Aluminium Winding, Stack type CRGO Core fitted; BIS Level 3 | Each | Conforming relevant IS specification(s)
| (XXX) 11/0.433 KV Distribution Transformer 100 KVA, Aluminium Winding, Stack type CRGO Core fitted; BIS Level 4 | Each | Conforming relevant IS specification(s)
| (XXXI) 11/0.433 KV Distribution Transformer 100 KVA, Aluminium Winding, Stack type CRGO Core fitted; BIS Level 5 | Each | Conforming relevant IS specification(s)
| (XXXII) 11/0.433 KV Distribution Transformer 63 KVA, Aluminium Winding, Stack type CRGO Core fitted; BIS Level 1 | Each | Conforming relevant IS specification(s)
| (XXXIII) 11/0.433 KV Distribution Transformer 63 KVA, Aluminium Winding, Stack type CRGO Core fitted; 4 star - BEE rating ; BIS Level 2 | Each | Conforming relevant IS specification(s)
| (XXXIV) 11/0.433 KV Distribution Transformer 63 KVA, Aluminium Winding, Stack type CRGO Core fitted; BIS Level 3 | Each | Conforming relevant IS specification(s)
| (XXXV) 11/0.433 KV Distribution Transformer 63 KVA, Aluminium Winding, Stack type CRGO Core fitted; BIS Level 4 | Each | Conforming relevant IS specification(s)
| (XXXVI) 11/0.433 KV Distribution Transformer 63 KVA, Aluminium Winding, Stack type CRGO Core fitted; BIS Level 5 | Each | Conforming relevant IS specification(s)
| (XXXVII) 11/0.433 KV Distribution Transformer 25 KVA, Aluminium Winding, Stack type CRGO Core fitted; BIS Level 1 | Each | Conforming relevant IS specification(s)
| (XXXVIII) 11/0.433 KV Distribution Transformer 25 KVA, Aluminium Winding, Stack type CRGO Core fitted; BIS Level 2 | Each | Conforming relevant IS specification(s)
| (XXXIX) 11/0.433 KV Distribution Transformer 25 KVA, Aluminium Winding, Stack type CRGO Core fitted; BIS Level 3 | Each | Conforming relevant IS specification(s)
| (XL) 11/0.433 KV Distribution Transformer 25 KVA, Aluminium Winding, Stack type CRGO Core fitted; BIS Level 4 | Each | Conforming relevant IS specification(s)
| (XLI) 11/0.433 KV Distribution Transformer 25 KVA, Aluminium Winding, Stack type CRGO Core fitted; BIS Level 5 | Each | Conforming relevant IS specification(s)
| (XLII) 11/0.433 KV Distribution Transformer 16 KVA, Aluminium Winding, Stack type CRGO Core fitted; BIS Level 1 | Each | Conforming relevant IS specification(s)
| (XLIII) 11/0.433 KV Distribution Transformer 16 KVA, Aluminium Winding, Stack type CRGO Core fitted; BIS Level 2 | Each | Conforming relevant IS specification(s)
| (XLIV) 11/0.433 KV Distribution Transformer 16 KVA, Aluminium Winding, Stack type CRGO Core fitted; BIS Level 3 | Each | Conforming relevant IS specification(s)
| (XLV) 11/0.433 KV Distribution Transformer 16 KVA, Aluminium Winding, Stack type CRGO Core fitted; BIS Level 4 | Each | Conforming relevant IS specification(s)
| (XLVI) 11/0.433 KV Distribution Transformer 16 KVA, Aluminium Winding, Stack type CRGO Core fitted ; BIS Level 5 | Each | Conforming relevant IS specification(s)
M1641 | Distribution Box | [14 empty] | #REF! | #REF! | #REF! |  | #REF! |  |  | #DIV/0! | #DIV/0!
| (I) LT Distribution box suitable for 500 KVA transformer (800 A, isolator & 12 SP MCCB of 160 A) | Each | Conforming relevant IS specification(s) | [5 empty] | 35785.0424 | [6 empty] | #REF! | #REF! | #REF! | 56554.822 | #REF! | JBVNL SOR 2018-19 (Due to change in Specification) | 1 | 35785.0424 | #REF!
| (II) LT Distribution box suitable for 400 KVA transformer (600 A, isolator & 9 SP MCCB of 160 A) | Each | Conforming relevant IS specification(s)
| (III) LT Distribution box suitable for 315 KVA transformer (600 A, isolator & 9 SP MCCB of 160 A) | Each | Conforming relevant IS specification(s) |  |  | 28827 |  |  | 28686.8136 | [6 empty] | #REF! | #REF! | #REF! | 45337.6271 | #REF! | JBVNL SOR 2018-19 (Due to change in Specification) | 2 | 28756.9068 | #REF!
| (III) LT Distribution box suitable for 200 KVA transformer (400 A, isolator & 9 SP MCCB of 160 A) | Each | Conforming relevant IS specification(s) |  |  | 21903 |  |  | 33432.161 | [6 empty] | #REF! | #REF! | #REF! | 34003.3729 | #REF! | JBVNL SOR 2018-19 (Due to change in Specification) | 2 | 27667.5805 | #REF!
| (V) LT Distribution box suitable for 100 KVA transformer (200 A, isolator & four Pole MCCB & 6 SP MCCB of 120 A) | Each | Conforming relevant IS specification(s) |  |  | 14570 |  |  | 16716.7797 | [6 empty] | #REF! | #REF! | #REF! | 17001.7373 | #REF! | JBVNL SOR 2018-19 (Due to change in Specification) | 2 | 15643.3898 | #REF!
| (V) LT Distribution box suitable for 63 KVA transformer (200 A, isolator & four Pole MCCB & 6 SP MCCB of 120 A) | Each | Conforming relevant IS specification(s) | [12 empty] | #REF! | #REF! | #REF! | 39474 | #REF! | JBVNL SOR 2018-19 | 0 | #DIV/0! | #DIV/0!
| (VII) LTDB for 100KVA & 63KVA,Isolator 250A, incoming MCCB 4P, 200A, 36KA, Outgoing MCCB 3P 100A, 36KA | Each | Conforming relevant IS specification(s) | [12 empty] | #REF! | #REF! | #REF! | 24990 | #REF! | JBVNL SOR 2018-19 | 0 | #DIV/0! | #DIV/0!
| (VIII) LTDB for 25KVA,Isolator 63A, incoming MCCB 4P, 63A, 20KA, Outgoing MCCB 3P 32A,20KA | Each | Conforming relevant IS specification(s) | [12 empty] | #REF! | #REF! | #REF! | 16064.41 | #REF! | JBVNL SOR 2018-19 | 0 | #DIV/0! | #DIV/0!
| (IX) LT Distribution box suitable for 63 KVA transformer (200 A, isolator & 6 TP MCCB of 100 A) | Each | Conforming relevant IS specification(s) |  |  | 11926 |  |  | 13372.8644 | [6 empty] | #REF! | #REF! | #REF! | 11926 | #REF! | MP SOR 2019-20 | 2 | 12649.4322 | #REF!
| (X) Spring loaded CP multi conn bus-bar in insulated box Single Phase 1 in 6 out (Dist. Box for fixing on pole suitable for AB XLPE Cable) | Each | Conforming relevant IS specification(s) |  |  | 850 |  | 2133.0508 | [7 empty] | #REF! | #REF! | #REF! | #REF! | #REF! | MP SOR 2019-20 | 2 | 1491.5254 | #REF!
| (XI) Spring loaded CP multi conn bus-bar in insulated box Single Phase 1 in 9 out (Dist. Box for fixing on pole suitable for AB XLPE Cable) | Each | Conforming relevant IS specification(s) |  |  | 970 |  | 2133.0508 | [7 empty] | #REF! | #REF! | #REF! | #REF! | #REF! | MP SOR 2019-20 | 2 | 1551.5254 | #REF!
| (XII) Spring loaded CP multi conn bus-bar in insulated box Three Phase 1 in 3 out (Dist. Box for fixing on pole suitable for AB XLPE Cable) | Each | Conforming relevant IS specification(s) |  |  | 1055 |  | 5044.0678 | [7 empty] | #REF! | #REF! | #REF! | #REF! | #REF! | MP SOR 2019-20 | 2 | 3049.5339 | #REF!
| (XIII) Spring loaded CP multi conn bus-bar in insulated box Three Phase 1 in 5 out (Dist. Box for fixing on pole suitable for AB XLPE Cable) | Each | Conforming relevant IS specification(s) |  |  | 1573 |  | 5044.0678 | [7 empty] | #REF! | #REF! | #REF! | #REF! | #REF! | MP SOR 2019-20 | 2 | 3308.5339 | #REF!
| (XIV) Spring loaded CP multi conn bus-bar in insulated box Three Phase 1 in 8 out (Dist. Box for fixing on pole suitable for AB XLPE Cable) | Each | Conforming relevant IS specification(s) |  |  | 2621 |  | 5044.0678 | [7 empty] | #REF! | #REF! | #REF! | #REF! | #REF! | MP SOR 2019-20 | 2 | 3832.5339 | #REF!
| (XV) Spring loaded distribution Bus Bar insulated Box for fixing on pole suitable for AB XLPE Cable and three phase connection 1 incoming and out going 3 phase connection as per field requirement | Each | Conforming relevant IS specification(s) | [12 empty] | #REF! | #REF! | #REF! | #REF! | #REF! | JBVNL SOR 2018-19 | 0 | #DIV/0! | #DIV/0!
M1642 | VCB, C&R Panel | [14 empty] | #REF! | #REF! | #REF! |  | #REF! |  |  | #DIV/0! | #DIV/0!
| (I) 33 KV VCB, 1250 Amp., Outdoor Type, 26.3 KA for 1 sec rpturing capacty , with CR pannel, & C.T. Ratio 1200-600-300/1-1A, 2 Core, 15VA, 5P10 for protection, Accuracy 0.5, 10VA for metering. PT 33KV / 110V, Accuracy class 0.5, VA Burden 50VA, with metering system in Panel with numeric Relay announciator | Set | Conforming relevant IS specification(s) | [12 empty] | #REF! | #REF! | #REF! | #REF! | #REF! | JBVNL PO Rates | 0 | #DIV/0! | #DIV/0!
| (II) 33 KV VCB, 1250 Amp., Outdoor Type, 16 KA for 1 sec rpturing capacty , with CR pannel, & C.T. Ratio 600-300/1-1A or 400-200/1-1A, 2 Core, 15VA, 5P10 for protection, Accuracy 0.5, 10VA for metering. PT 33KV / 110V, Accuracy class 0.5, VA Burden 50VA, | Set | Conforming relevant IS specification(s) |  |  |  | 193200 | [8 empty] | #REF! | #REF! | #REF! | 215978.69 | #REF! | JBVNL SOR 2018-19 (Due to change in Specification) | 1 | 193200 | #REF!
| (III) 11 KV VCB, Outdoor type, 1250 A, 25 KA for 3 sec. rupturing capacity wth C&R Panel. CT 1200-600-300/5-5A, 2 Core,15VA, 5P10 for protection, Accuracy 0.5, 10VA for metering. P.T. 11 KV/110V, Accuracy class 0.5, 30 VA with metering system in Panel | Set | Conforming relevant IS specification(s) | [12 empty] | #REF! | #REF! | #REF! | #REF! | #REF! | JBVNL PO Rates | 0 | #DIV/0! | #DIV/0!
| (IV) 11 KV VCB, Outdoor type, 800 A,for Incoming, 18.4 KA for 1 sec. rupturing capacity with Panel (Indoor) 24 V DC operated with CT 600-300/5-5A or 400-200/5-5A, 2 Core,15VA, 5P10 for protection, Accuracy 0.5, 10VA for metering. P.T. 33KV/110V, Accuracy class 0.5, 30 VA | Set | Conforming relevant IS specification(s)
| (V) 11 KV VCB, Outdoor type, 630 A, 25 KA for 3 sec. rupturing capacity wth C&R Panel. CT 600-300/5-5A or 400-200/5-5A, 2 Core,15VA, 5P10 for protection, Accuracy 0.5, 10VA for metering. P.T. 11 KV/110V, Accuracy class 0.5, 30 VA | Set | Conforming relevant IS specification(s) | [12 empty] | #REF! | #REF! | #REF! | #REF! | #REF! | JBVNL SOR 2018-19 | 0 | #DIV/0! | #DIV/0!
| (VI) 11 KV VCB, Outdoor type, 400 A,for outgoing, 18.4 KA for 1 sec. rupturing capacity with Panel (Indoor) 24 V DC operated with CT 600-300/5-5A or 400-200/5-5A, 2 Core,15VA, 5P10 for protection, Accuracy 0.5, 10VA for metering. P.T. 33KV/110V, Accuracy class 0.5, 30 VA | Set | Conforming relevant IS specification(s) |  |  |  | 226018.6441 | [8 empty] | #REF! | #REF! | #REF! | 252682.84 | #REF! | JBVNL SOR 2018-19 (Due to change in Specification) | 1 | 226018.6441 | #REF!
| (VII) Indoor type control and relay panel for 33kV, VCB (Feeder Breaker) consisting of A-meter, volt-meter, Relays & accessories complete. | Set | Conforming relevant IS specification(s) | [12 empty] | #REF! | #REF! | #REF! | 55978.57 | #REF! | JBVNL SOR 2018-19 (Due to change in Specification) | 0 | #DIV/0! | #DIV/0!
| (VIII) Indoor type control and relay panel for 33kV, VCB (Transformer Breaker) consisting of A-meter, volt-meter, Relays & accessories complete. | Set | Conforming relevant IS specification(s) | [12 empty] | #REF! | #REF! | #REF! | 51345.85 | #REF! | JBVNL SOR 2018-19 (Due to change in Specification) | 0 | #DIV/0! | #DIV/0!
| (IX) Indoor type control and relay panel for 11kV, VCB (Transformer Breaker) consisting of A-meter, volt-meter, Relays & accessories complete. | Set | Conforming relevant IS specification(s) | [12 empty] | #REF! | #REF! | #REF! | 51345.85 | #REF! | JBVNL SOR 2018-19 (Due to change in Specification) | 0 | #DIV/0! | #DIV/0!
| (X) Indoor type control and relay panel for 11kV, VCB (Feeder Breaker) consisting of A-meter, volt-meter, Relays & accessories complete. | Set | Conforming relevant IS specification(s) | [12 empty] | #REF! | #REF! | #REF! | 52761.42 | #REF! | JBVNL SOR 2018-19 (Due to change in Specification) | 0 | #DIV/0! | #DIV/0!
M1643 | Distribution Board | [14 empty] | #REF! | #REF! | #REF! |  | #REF! |  |  | #DIV/0! | #DIV/0!
| (I) 415V AC Power Distribution Board | Set | Conforming relevant IS specification(s) |  |  | 80529 | [9 empty] | #REF! | #REF! | #REF! | #REF! | #REF! | MP SOR 2019-20 | 1 | 80529 | #REF!
| (II) 30V DC Distribution Board | Set | Conforming relevant IS specification(s) |  |  | 36801 | [9 empty] | #REF! | #REF! | #REF! | #REF! | #REF! | MP SOR 2019-20 | 1 | 36801 | #REF!
M1644 | Pipe Connector | [14 empty] | #REF! | #REF! | #REF! |  | #REF! |  |  | #DIV/0! | #DIV/0!
| (I) Aluminium pipe connector | Each | Conforming relevant IS specification(s) |  |  |  |  | 1754.2373 | [7 empty] | #REF! | #REF! | #REF! | #REF! | #REF! | JBVNL SOR 2018-19 | 1 | 1754.2373 | #REF!
| (II) Connector Pipe to Panther | Each | Conforming relevant IS specification(s) |  |  |  |  | 1754.2373 | [7 empty] | #REF! | #REF! | #REF! | #REF! | #REF! | JBVNL SOR 2018-19 | 1 | 1754.2373 | #REF!
| (III) Connector Panther to Panther | Each | Conforming relevant IS specification(s) |  |  |  |  | 1754.2373 | [7 empty] | #REF! | #REF! | #REF! | #REF! | #REF! | JBVNL SOR 2018-19 | 1 | 1754.2373 | #REF!
| (IV) Connector Panther to AB Switch | Each | Conforming relevant IS specification(s) |  |  |  |  | 1875.4237 | [7 empty] | #REF! | #REF! | #REF! | #REF! | #REF! | JBVNL SOR 2018-19 | 1 | 1875.4237 | #REF!
| (V) Connector Pipe to Pipe | Each | Conforming relevant IS specification(s) |  |  |  |  | 877.1186 | [7 empty] | #REF! | #REF! | #REF! | #REF! | #REF! | JBVNL SOR 2018-19 | 1 | 877.1186 | #REF!
| (VI) Connector Pipe to Dog | Each | Conforming relevant IS specification(s) |  |  |  |  | 877.1186 | [7 empty] | #REF! | #REF! | #REF! | #REF! | #REF! | JBVNL SOR 2018-19 | 1 | 877.1186 | #REF!
| (VII) Connector Pipe to AB Switch | Each | Conforming relevant IS specification(s) |  |  |  |  | 804.0254 | [7 empty] | #REF! | #REF! | #REF! | #REF! | #REF! | JBVNL SOR 2018-19 | 1 | 804.0254 | #REF!
| (VIII) Connector Dog to AB Switch | Each | Conforming relevant IS specification(s) |  |  |  |  | 804.0254 | [7 empty] | #REF! | #REF! | #REF! | #REF! | #REF! | JBVNL SOR 2018-19 | 1 | 804.0254 | #REF!
M1645 | Copper Control Cable | [14 empty] | #REF! | #REF! | #REF! |  | #REF! |  |  | #DIV/0! | #DIV/0!
| (I) 2.5 mm2 copper 2 core control cable (Armoured) | Mtr | Conforming relevant IS specification(s) |  |  | 50.593 | [5 empty] | 56.7 |  |  |  | #REF! | #REF! | #REF! | 0 | #REF! | JBVNL PO Rates | 2 | 53.6465 | #REF!
| (II) 2.5 mm2 copper 2 core control cable (UnArmoured) | Mtr | Conforming relevant IS specification(s) |  |  | 35.835 |  |  | 33.1432 |  |  |  | 78 |  |  | #REF! | #REF! | #REF! | #REF! | #REF! | CSPDCL SOR 2019-20 | 3 | 48.9927 | #REF!
| (III) 2.5 mm2 copper 4 core control cable (Armoured) | Mtr | Conforming relevant IS specification(s) |  | 63.5593 | 80.156 | [5 empty] | 89.1 |  |  |  | #REF! | #REF! | #REF! | 0 | #REF! | JBVNL PO Rates | 3 | 77.6051 | #REF!
| (IV) 2.5 mm2 copper 4 core control cable (UnArmoured) | Mtr | Conforming relevant IS specification(s) | [12 empty] | #REF! | #REF! | #REF! | 70.49 | #REF! | Market Rate | 0 | #DIV/0! | #DIV/0!
| (V) 2.5 mm2 copper 6 core control cable (Armoured) | Mtr | Conforming relevant IS specification(s) | [8 empty] | 124.2 |  |  |  | #REF! | #REF! | #REF! | 0 | #REF! | JBVNL PO Rates | 1 | 124.2 | #REF!
| (VI) 2.5 mm² copper 6 core Un-armourd cable | Mtr | Conforming relevant IS specification(s) | [12 empty] | #REF! | #REF! | #REF! | 0 | #REF! | JBVNL PO Rates | 0 | #DIV/0! | #DIV/0!
| (VII) 7 Core x 2.5 sq.mm. Armoured Control cable | Mtr | Conforming relevant IS specification(s) | [12 empty] | #REF! | #REF! | #REF! | #REF! | #REF! | JBVNL SOR 2018-19 | 0 | #DIV/0! | #DIV/0!
| (VIII) 2.5 mm2 copper 8 core control cable (UnArmoured) | Mtr | Conforming relevant IS specification(s) |  |  | 92.039 |  |  | 109.7822 | [6 empty] | #REF! | #REF! | #REF! | 100.9106 | #REF! | Average | 2 | 100.9106 | #REF!
| (IX) 2.5 mm2 copper 10 core control cable (Armoured) | Mtr | Conforming relevant IS specification(s) |  | 144.4915 | 211.711 |  |  | 169.95 |  |  | 184.68 |  |  |  | #REF! | #REF! | #REF! | 0 | #REF! | JBVNL PO Rates | 4 | 177.7081 | #REF!
| (X) 2.5 mm2 copper 10 core control cable (UnArmoured) | Mtr | Conforming relevant IS specification(s) |  |  |  | 144.4136 |  | 137.1534 | [6 empty] | #REF! | #REF! | #REF! | 140.7835 | #REF! | Average | 2 | 140.7835 | #REF!
| (XI) 2.5 mm2 copper 12 core control cable (Armoured) | Mtr | Conforming relevant IS specification(s) |  | 170.5339 | 230.448 | [5 empty] | 216 |  |  |  | #REF! | #REF! | #REF! | 0 | #REF! | JBVNL PO Rates | 3 | 205.6606 | #REF!
| (XII) 2.5 mm2 copper 12 core control cable (UnArmoured) | Mtr | Conforming relevant IS specification(s) |  |  | 134.694 |  | 152.6966 | 141.3288 | [6 empty] | #REF! | #REF! | #REF! | 142.9065 | #REF! | Average | 3 | 142.9065 | #REF!
| (XIII) 19 Core x 2.5 sq.mm.Armoured Control cable | Mtr | Conforming relevant IS specification(s) | [12 empty] | #REF! | #REF! | #REF! | #REF! | #REF! | JBVNL SOR 2018-19 | 0 | #DIV/0! | #DIV/0!
M1646 | Capacitor Bank | [14 empty] | #REF! | #REF! | #REF! |  | #REF! |  |  | #DIV/0! | #DIV/0!
| (I) Fully automatic Capacitor bank with automatic control panel, isolator, indoor type suitable Vacuum Circuit Breaker, mounting structures etc as required as per technical specifications, drawings, scope of the works of following capacities: (Banks in Muiltiple of 600 KVAR as per Specification)-3600 KVAR | Set | Conforming relevant IS specification(s) |  |  |  | 954534.7458 | [8 empty] | #REF! | #REF! | #REF! | #REF! | #REF! | JBVNL SOR 2018-19 (Due to change in Specification) | 1 | 954534.7458 | #REF!
| (II) 1815 kVAR 12.1 kV 3-phase 50 Hz Outdoor type Capacitor bank having step as 363 kvar+726 kvar+726 Kvar 12.1 kv Bank shall be complete with capacitor units of 121 kVAr at 6.98 kV including allied materials such as suitable size of aluminium busbars, pin/pos | Set | Conforming relevant IS specification(s) | [5 empty] | 163457.5339 | [6 empty] | #REF! | #REF! | #REF! | 163457.5339 | #REF! | CSPDCL SOR 2019-20 | 1 | 163457.5339 | #REF!
| (III) Fully automatic Capacitor bank with automatic control panel, isolator, indoor type suitable Vacuum Circuit Breaker, mounting structures etc as required as per technical specifications, drawings, scope of the works of following capacities: (Banks in Muiltiple of 600 KVAR as per Specification)-1200 KVAR | Set | Conforming relevant IS specification(s) |  |  | 748964 | [9 empty] | #REF! | #REF! | #REF! | #REF! | #REF! | JBVNL SOR 2018-19 | 1 | 748964 | #REF!
| (IV) 1089 kVAR 12.1 kV 3-phase 50 Hz Outdoor type Capacitor bank having step as 363 | Set | Conforming relevant IS specification(s) | [5 empty] | 123614.3051 | [6 empty] | #REF! | #REF! | #REF! | 123614.31 | #REF! | CSPDCL SOR 2019-20 | 1 | 123614.3051 | #REF!
M1647 | Metering Equipment | [14 empty] | #REF! | #REF! | #REF! |  | #REF! |  |  | #DIV/0! | #DIV/0!
| (I) 33 KV Metering Cubicle with PT & CT ,0.5s accuracy class for CT and 0.5S accuracy class for PT of different capacity | Set | Conforming relevant IS specification(s) |  |  | 196636 |  |  | 201029.9661 | [6 empty] | #REF! | #REF! | #REF! | #REF! | #REF! | JBVNL SOR 2018-19 | 2 | 198832.9831 | #REF!
| (II) 33 kV outdoor type oil immersed CT-PT combined metering Unit 0.5s accuracy class for CT and 0.5S accuracy class for PT of different capacity | Set | Conforming relevant IS specification(s) |  |  | 196636 | [9 empty] | #REF! | #REF! | #REF! | 57900 | #REF! | JBVNL PO Rates | 1 | 196636 | #REF!
| (III) 33 KV, Three phase three wire/Three Phase Four Wire, Accuracy class 0.2s, DLMS Compliant ABT Meter ( Modular rack-mounted ) of different capacity | Each | Conforming relevant IS specification(s) | [12 empty] | #REF! | #REF! | #REF! | 0 | #REF! | JBVNL PO Rates | 0 | #DIV/0! | #DIV/0!
| (IV) 33 KV, Three phase three wire/Three Phase Four Wire, Accuracy class 0.2s, DLMS Compliant ABT Meter (projection type ) of different capacity | Each | Conforming relevant IS specification(s) | [12 empty] | #REF! | #REF! | #REF! | 0 | #REF! | JBVNL PO Rates | 0 | #DIV/0! | #DIV/0!
| (V) 33 kV/ 110 V, Three Phase Four Wire,(0.2s accuracy class for CT and 0.2 accuracy class for PT), ratio- 1600/1A or 1200/1A CT-PT combined Metering Unit for Feeder | Each | Conforming relevant IS specification(s) |  | 194399.1525 | [10 empty] | #REF! | #REF! | #REF! | #REF! | #REF! | NBPDCL SOR 2020-21 | 1 | 194399.1525 | #REF!
| (VI) Metering Panel, Data Concentrator Unit (DCU) with Modem | Set | Conforming relevant IS specification(s) | [12 empty] | #REF! | #REF! | #REF! | 0 | #REF! | JBVNL PO Rates | 0 | #DIV/0! | #DIV/0!
| (VII) Structure for 33 kV Metering Unit | Set | Conforming relevant IS specification(s) | [12 empty] | #REF! | #REF! | #REF! | 0 | #REF! | JBVNL PO Rates | 0 | #DIV/0! | #DIV/0!
| (VIII) HT Electronic Trivector static meter, 3 phase 4 wire, Accuracy class 0.2S (–/110V & –/5A) (DLMS complaint) with compatible GPRS modem with Meter Box | Set | Conforming relevant IS specification(s) |  |  | 18462 | 20804.2373 | [8 empty] | #REF! | #REF! | #REF! | 0 | #REF! | JBVNL PO Rates | 2 | 19633.1186 | #REF!
| (IX) HT Electronic Trivector static meter, 3 phase 4 wire, Accuracy class 0.5S (–/110V & –/5A) (DLMS complaint) with compatible GPRS modem with Meter Box | Nos. | Conforming relevant IS specification(s) | [12 empty] | #REF! | #REF! | #REF! | 13671.17 | #REF! | JBVNL SOR 2018-19 | 0 | #DIV/0! | #DIV/0!
| (X) Trivector Energy Meter of 800/5 Amp | Each | Conforming relevant IS specification(s) | [12 empty] | #REF! | #REF! | #REF! | 0 | #REF! | JBVNL PO Rates | 0 | #DIV/0! | #DIV/0!
| (XI) Trivector Energy Meter of 400/5 Amp | Each | Conforming relevant IS specification(s) | [12 empty] | #REF! | #REF! | #REF! | 0 | #REF! | JBVNL PO Rates | 0 | #DIV/0! | #DIV/0!
| (XII) 11 KV, Outdoor type oil immersed CT-PT combined metering unit, 3 phase 4 wire (11kV/110V) [12 KV PT 50VA Burden 0.5S Accuracy class; CT 20/5A, 30/5A, 60/5A, 100/5A, 200/5A, 400/5A, 15 VA, 0.5 accuracy class] | Set | Conforming relevant IS specification(s) |  |  | 85035 | [9 empty] | #REF! | #REF! | #REF! | 25800 | #REF! | JBVNL PO Rates | 1 | 85035 | #REF!
| (XIII) 11 KV Metering Cubicle with PT ratio 11KV/√3/110V and CT ratio 20/5A, 30/5A, 60/5A, 100/5A, 200/5A, 400/5A, 0.5 accuracy class for both | Set | Conforming relevant IS specification(s) | [5 empty] | 60761.3814 | [5 empty] | 87000 | #REF! | #REF! | #REF! | 60761.38 | #REF! | CSPDCL SOR 2019-20 | 1 | 60761.3814 | #REF!
| (XIV) LTCT Electronic Meter (200/150/100/5) 3 Phase 4 Wire with meter box, Class 0.5s accuracy | Each | Conforming relevant IS specification(s) | [12 empty] | #REF! | #REF! | #REF! | 0 | #REF! | JBVNL PO Rates | 0 | #DIV/0! | #DIV/0!
| (XV) AC 3 Phase, 4 Wire, 40-200Amp LT Electronic Trivector accuracy class 1.0 DLMS Compliant Category A Meter with inbuilt CT's and inbuilt 4G with fall back option GPRS modem | Each | Conforming relevant IS specification(s) | [12 empty] | #REF! | #REF! | #REF! | 0 | #REF! | JBVNL PO Rates | 0 | #DIV/0! | #DIV/0!
| (XVI) Structure for D.T Meter | Set | Conforming relevant IS specification(s) | [12 empty] | #REF! | #REF! | #REF! | 0 | #REF! | JBVNL PO Rates | 0 | #DIV/0! | #DIV/0!
| (XVII) AC 3 Phase DTR Meter complete set above 100KVA 400/5A | Each | Conforming relevant IS specification(s) | [12 empty] | #REF! | #REF! | #REF! | 0 | #REF! | JBVNL PO Rates | 0 | #DIV/0! | #DIV/0!
| (XVIII) LT electronic Trivector Meter 40-200 Amp. | Each | Conforming relevant IS specification(s) | [12 empty] | #REF! | #REF! | #REF! | 0 | #REF! | JBVNL PO Rates | 0 | #DIV/0! | #DIV/0!
| (XIX) 11 KV/110, 3 phase 4 wire accuracy class DLMS compliant trivector energy meter ratio 200/5A | Each | Conforming relevant IS specification(s) | [12 empty] | #REF! | #REF! | #REF! | 0 | #REF! | JBVNL PO Rates | 0 | #DIV/0! | #DIV/0!
| (XX) 11 KV/110, 3 phase 4 wire accuracy class DLMS compliant trivector energy meter ratio 400/5A | Each | Conforming relevant IS specification(s) | [12 empty] | #REF! | #REF! | #REF! | 0 | #REF! | JBVNL PO Rates | 0 | #DIV/0! | #DIV/0!
| (XXI) 11 KV/110, 3 phase 4 wire accuracy class DLMS compliant trivector energy meter ratio 600/5A | Each | Conforming relevant IS specification(s) | [12 empty] | #REF! | #REF! | #REF! | 0 | #REF! | JBVNL PO Rates | 0 | #DIV/0! | #DIV/0!
| (XXII) 33 KV/110, 3 phase 4 wire accuracy class DLMS compliant trivector energy meter ratio 400/1A | Each | Conforming relevant IS specification(s) | [12 empty] | #REF! | #REF! | #REF! | 0 | #REF! | JBVNL PO Rates | 0 | #DIV/0! | #DIV/0!
| (XXIII) 33 KV/110, 3 phase 4 wire accuracy class DLMS compliant trivector energy meter ratio 600/1A | Each | Conforming relevant IS specification(s) | [12 empty] | #REF! | #REF! | #REF! | 0 | #REF! | JBVNL PO Rates | 0 | #DIV/0! | #DIV/0!
| (XXIV) 33KV/110V , 3 phase, 4 wire , accuracy class 0.5 CT-PT, combined metering unit for feeder, ratio 400/1A | Each | Conforming relevant IS specification(s) | [12 empty] | #REF! | #REF! | #REF! | 0 | #REF! | JBVNL PO Rates | 0 | #DIV/0! | #DIV/0!
| (XXV) 11KV/110, 3 phase, 4 wire , accuracy class 0.5 CT-PT, combined metering unit for feeder, ratio 400/5A | Each | Conforming relevant IS specification(s) | [12 empty] | #REF! | #REF! | #REF! | 0 | #REF! | JBVNL PO Rates | 0 | #DIV/0! | #DIV/0!
| (XXVI) 11 KV/110 V 3 phase 4 wire Accuracty Class 0.5 CT-PT combined metering unit for feeder, Ratio 200/5 A | Each | Conforming relevant IS specification(s) | [12 empty] | #REF! | #REF! | #REF! | 0 | #REF! | JBVNL PO Rates | 0 | #DIV/0! | #DIV/0!
| (XXVII) 33KV/110V , 3 phase, 4 wire , accuracy class 0.5 CT-PT, combined metering unit for feeder, ratio 600/1A | Each | Conforming relevant IS specification(s) | [12 empty] | #REF! | #REF! | #REF! | 0 | #REF! | JBVNL PO Rates | 0 | #DIV/0! | #DIV/0!
| (XXVIII) 11 KV /110, 3 phase 4 wire Accuracty class 0.5 CT-PT combined metering unit for feeder, Ratio 600/5 A | Each | Conforming relevant IS specification(s) | [12 empty] | #REF! | #REF! | #REF! | 0 | #REF! | JBVNL PO Rates | 0 | #DIV/0! | #DIV/0!
| (XXIX) DLMS compliant, single phase 2 wire 5-30 Amp. 1.0 accuracy, Class-AC statics single phase meter with meter box | Each | Conforming relevant IS specification(s) | [12 empty] | #REF! | #REF! | #REF! | 0 | #REF! | JBVNL PO Rates | 0 | #DIV/0! | #DIV/0!
| (XXX) LT Static Energy Meter, 3 Phase 4 Wire, direct connected, 100 Amp. with Meter Box, Class 1.0 accuracy | Each | Conforming relevant IS specification(s) | [12 empty] | #REF! | #REF! | #REF! | 0 | #REF! | JBVNL PO Rates | 0 | #DIV/0! | #DIV/0!
| (XXXI) Three Phase 4 - wire AC static whole current meter, Electronic energy meter with box(10-60)Amp | Each | Conforming relevant IS specification(s) | [12 empty] | #REF! | #REF! | #REF! | 0 | #REF! | JBVNL PO Rates | 0 | #DIV/0! | #DIV/0!
| (XXXII) Single Phase Electronic Meter,two wire, 5-30 Amp. class 1.0 accuracy with Box | Set | Conforming relevant IS specification(s) |  |  | 542 | [9 empty] | #REF! | #REF! | #REF! | 635.59 | #REF! | JBVNL SOR 2018-19 | 1 | 542 | #REF!
| (XXXIII) Single Phase RF Meter with Box as per IS 13779 standards, DLMS compliant | Each | Conforming relevant IS specification(s) | [12 empty] | #REF! | #REF! | #REF! | #REF! | #REF! | JBVNL SOR 2018-19 | 0 | #DIV/0! | #DIV/0!
| (XXXIV) Three Phase RF meter with Box as per IS 13779 standards, DLMS compliant | Each | Conforming relevant IS specification(s) | [12 empty] | #REF! | #REF! | #REF! | #REF! | #REF! | JBVNL SOR 2018-19 | 0 | #DIV/0! | #DIV/0!
| (XXXV) Single phase RS 232/ 485 Prepaid energy meter | Each | Conforming relevant IS specification(s) | [12 empty] | #REF! | #REF! | #REF! | #REF! | #REF! | JBVNL SOR 2018-19 | 0 | #DIV/0! | #DIV/0!
| (XXXVI) Three phase RS 232/ 485 Prepaid energy meter | Each | Conforming relevant IS specification(s) | [12 empty] | #REF! | #REF! | #REF! | #REF! | #REF! | JBVNL SOR 2018-19 | 0 | #DIV/0! | #DIV/0!
| (XXXVII) Single phase RF Prepaid energy meter | Each | Conforming relevant IS specification(s) | [12 empty] | #REF! | #REF! | #REF! | #REF! | #REF! | JBVNL SOR 2018-19 | 0 | #DIV/0! | #DIV/0!
| (XXXVIII) Three phase RF Prepaid energy meter | Each | Conforming relevant IS specification(s) | [12 empty] | #REF! | #REF! | #REF! | #REF! | #REF! | JBVNL SOR 2018-19 | 0 | #DIV/0! | #DIV/0!
| (XXXIX) Single phase GPRS/GSM Prepaid energy meter | Each | Conforming relevant IS specification(s) | [12 empty] | #REF! | #REF! | #REF! | #REF! | #REF! | JBVNL SOR 2018-19 | 0 | #DIV/0! | #DIV/0!
| (XL) Three phase GPRS/GSM Prepaid energy meter | Each | Conforming relevant IS specification(s) | [12 empty] | #REF! | #REF! | #REF! | #REF! | #REF! | JBVNL SOR 2018-19 | 0 | #DIV/0! | #DIV/0!
| (XLI) PVC Cable gland sizes 20 mm, | Each | Conforming relevant IS specification(s) | [10 empty] | 60 | 72 | #REF! | #REF! | #REF! | 60 | #REF! | Quotation | 0 | #DIV/0! | #DIV/0!
| (XLII) PVC Cable gland sizes 25 mm, | Each | Conforming relevant IS specification(s) | [10 empty] | 65 | 78 | #REF! | #REF! | #REF! | 65 | #REF! | Quotation | 0 | #DIV/0! | #DIV/0!
| (XLIII) PVC Cable gland sizes 32 mm | Each | Conforming relevant IS specification(s) | [10 empty] | 70 | 84 | #REF! | #REF! | #REF! | 70 | #REF! | Quotation | 0 | #DIV/0! | #DIV/0!
| (XLIV) PVC Cable gland sizes 40 mm | Each | Conforming relevant IS specification(s) | [10 empty] | 75 | 90 | #REF! | #REF! | #REF! | 75 | #REF! | Quotation | 0 | #DIV/0! | #DIV/0!
| (XLV) PVC Cable gland sizes 50 mm | Each | Conforming relevant IS specification(s) | [10 empty] | 85 | 102 | #REF! | #REF! | #REF! | 85 | #REF! | Quotation | 0 | #DIV/0! | #DIV/0!
| (XLVI) PVC Cable gland sizes 63 mm | Each | Conforming relevant IS specification(s) | [10 empty] | 90 | 108 | #REF! | #REF! | #REF! | 90 | #REF! | Quotation | 0 | #DIV/0! | #DIV/0!
| (XLVII) PVC Cable gland sizes 75 mm | Each | Conforming relevant IS specification(s) | [10 empty] | 100 | 120 | #REF! | #REF! | #REF! | 100 | #REF! | Quotation | 0 | #DIV/0! | #DIV/0!
| (XLVIII) Single Phase Whole Current Smart Meter (5-30 Amp) with RF communication Module (Excl. NIC Card) incl. Polycarbonate Meter Box | Each | Conforming relevant IS specification(s) | [12 empty] | #REF! |  |  | 2555.83 | #REF! | JBVNL Tender Rates
| (XLIX) Three Phase Whole Current Smart Meter (10-50 Amp) with RF communication Module (Excl. NIC Card) incl. Polycarbonate Meter Box | Each | Conforming relevant IS specification(s) | [12 empty] | #REF! |  |  | 4759.81 | #REF! | JBVNL Tender Rates
| (L) Three Phase Whole Current Smart Meter (20-100 Amp) with RF communication Module (Excl. NIC Card) incl. Polycarbonate Meter Box | Each | Conforming relevant IS specification(s) | [12 empty] | #REF! |  |  | 5898.06 | #REF! | JBVNL Tender Rates
| (LI) LT Three Phase CT Operated Smart Tri Vector Meter with RF communication Module (Excl. NIC Card) for consumer incl. SMC Double Chambered Meter Box with embeded CT (CT Ratio 100/5 Amp) | Each | Conforming relevant IS specification(s) | [12 empty] | #REF! |  |  | 8988.53 | #REF! | JBVNL Tender Rates
| (LII) LT Three Phase CT Operated Smart Tri Vector Meter with RF communication Module (Excl. NIC Card) for consumer incl. SMC Double Chambered Meter Box with embeded CT (CT Ratio 200/5 Amp) | Each | Conforming relevant IS specification(s) | [12 empty] | #REF! |  |  | 8988.53 | #REF! | JBVNL Tender Rates
| (LIII) LT Three Phase CT Operated Smart Tri Vector Meter with RF communication Module (Excl. NIC Card) for consumer incl. SMC Double Chambered Meter Box with embeded CT (CT Ratio -/5 Amp) | Each | Conforming relevant IS specification(s) | [12 empty] | #REF! |  |  | 7762.28 | #REF! | JBVNL Tender Rates
| (LIV) HT Three Phase CT Operated Smart Tri Vector Meter with RF communication Module (Excl. NIC Card) for Feeder (CT Raio -/5Amp) | Each | Conforming relevant IS specification(s) | [12 empty] | #REF! |  |  | 4815.4 | #REF! | JBVNL Tender Rates
| (LV) HT Three Phase CT Operated Smart Tri Vector Meter with RF communication Module (Excl. NIC Card) for consumer incl. meter Box (CT Raio -/5Amp) | Each | Conforming relevant IS specification(s) | [12 empty] | #REF! |  |  | 4815.4 | #REF! | JBVNL Tender Rates
| (LVI) Field Routers/Collectors/DCU along with installation Clamp and Accessories- Complete | Each | Conforming relevant IS specification(s) | [12 empty] | #REF! |  |  | 39307.26 | #REF! | JBVNL Tender Rates
| (LVII) Network Interface Card (NIC) for Smart Meter | Each | Conforming relevant IS specification(s) | [12 empty] | #REF! |  |  | 1103.01 | #REF! | JBVNL Tender Rates
| (LVIII) Centralized management Console with single 24" LED Monitor | Each | Conforming relevant IS specification(s) | [12 empty] | #REF! |  |  | 132261.9 | #REF! | JBVNL Tender Rates
| (LIX) Work Station Consoles with dual 24" LED Monitor along with Operating System, antivirus & License | Each | Conforming relevant IS specification(s) | [12 empty] | #REF! |  |  | 153690.48 | #REF! | JBVNL Tender Rates
| (LX) Network Laserjet (B/W) Photocopy, scanning and Printing | Each | Conforming relevant IS specification(s) | [12 empty] | #REF! |  |  | 39880.95 | #REF! | JBVNL Tender Rates
| (LXI) A4 Size inkjet/ Bubble jet printer | Each | Conforming relevant IS specification(s) | [12 empty] | #REF! |  |  | 11904.76 | #REF! | JBVNL Tender Rates
| (LXII) A3 Size inkjet Color printer/ All in One Color laserjet Printer | Each | Conforming relevant IS specification(s) | [12 empty] | #REF! |  |  | 903647.62 | #REF! | JBVNL Tender Rates
| (LXII) L.T. CT ratio 50/5A, 5VA, 0.5 Accuracy for metering, Epoxy casted | Each | Conforming relevant IS specification(s) |  |  |  | 275.4237 | 261.7119 | [7 empty] | #REF! | #REF! | #REF! | 268.5678 | #REF! | Average | 2 | 268.5678 | #REF!
| (LXII) L.T. CT ratio 100/5A, 5VA, 0.5 Accuracy for metering, Epoxy casted | Each | Conforming relevant IS specification(s) |  |  |  | 348.3051 | 442.7542 | 301.7627 | [6 empty] | #REF! | #REF! | #REF! | #REF! | #REF! | CSPDCL SOR 2019-20 | 3 | 364.274 | #REF!
| (LXII) L.T. CT ratio 200/5A, 5VA, 0.5 Accuracy for metering, Epoxy casted | Each | Conforming relevant IS specification(s) |  |  |  |  | 598 | 301.7627 | [6 empty] | #REF! | #REF! | #REF! | 320 | #REF! | Market Rate | 2 | 449.8814 | #REF!
| (LXII) L.T. CT ratio 300/5A, 5VA, 0.5 Accuracy for metering, Epoxy casted | Each | Conforming relevant IS specification(s) |  |  |  | 205.0847 | 194.9153 | 241.6017 | [6 empty] | #REF! | #REF! | #REF! | 213.8672 | #REF! | Average | 3 | 213.8672 | #REF!
| (LXII) L.T. CT ratio 400/5A, 5VA, 0.5 Accuracy for metering, Epoxy casted | Each | Conforming relevant IS specification(s) |  |  |  | 550.8475 |  | 241.6017 | [6 empty] | #REF! | #REF! | #REF! | 396.2246 | #REF! | Average | 2 | 396.2246 | #REF!
| (LXII) L.T. CT ratio 500/5A, 5VA, 0.5 Accuracy for metering, Epoxy casted | Each | Conforming relevant IS specification(s) |  |  |  | 550.8475 | [8 empty] | #REF! | #REF! | #REF! | 550.85 | #REF! | MP SOR 2019-20 | 1 | 550.8475 | #REF!
| (LXII) L.T. CT ratio 600/5A, 5VA, 0.5 Accuracy for metering, Epoxy casted | Each | Conforming relevant IS specification(s) |  |  |  | 550.8475 | [8 empty] | #REF! | #REF! | #REF! | 550.85 | #REF! | MP SOR 2019-20 | 1 | 550.8475 | #REF!
| (LXII) L.T. CT ratio 800/5A, 5VA, 0.5 Accuracy for metering, Epoxy casted | Each | Conforming relevant IS specification(s) |  |  |  | 550.8475 | [8 empty] | #REF! | #REF! | #REF! | 550.85 | #REF! | MP SOR 2019-20 | 1 | 550.8475 | #REF!
M1648 | GI Service Pipe | [14 empty] | #REF! | #REF! | #REF! |  | #REF! |  |  | #DIV/0! | #DIV/0!
| (I) GI service pipe 25 mm diameter 3 mtr length | Each | Conforming relevant IS specification(s) | [12 empty] | #REF! | #REF! | #REF! | #REF! | #REF! | JBVNL SOR 2018-19 | 0 | #DIV/0! | #DIV/0!
| (II) GI service pipe 40 mm diameter 3 mtr length | Each | Conforming relevant IS specification(s) | [12 empty] | #REF! | #REF! | #REF! | 444.36 | #REF! | JBVNL SOR 2018-19 | 0 | #DIV/0! | #DIV/0!
| (III) GI Service pipe 60mm diameter 3 mtr length | Each | Conforming relevant IS specification(s) | [12 empty] | #REF! | #REF! | #REF! | #REF! | #REF! | JBVNL SOR 2018-19 | 0 | #DIV/0! | #DIV/0!
| (IV) G.I. Pipe 3" dia | Mtr | Conforming relevant IS specification(s) | [12 empty] | #REF! | #REF! | #REF! | 0 | #REF! | JBVNL PO Rates | 0 | #DIV/0! | #DIV/0!
M1649 | Ring Main units | [14 empty] | #REF! | #REF! | #REF! |  | #REF! |  |  | #DIV/0! | #DIV/0!
| (I) 11 KV 3 Way RMU, 2OD + 1VL, One Incomer + One Breaker + One Outgoing | Set | Conforming relevant IS specification(s) | [5 empty] | 664959.9576 | [6 empty] | #REF! | #REF! | #REF! | #REF! | #REF! | JBVNL SOR 2018-19 | 1 | 664959.9576 | #REF!
| (II) 11 KV 4 Way RMU, 2OD + 2VL, (One Incomer + Two Breakers + One Outgoing | Set | Conforming relevant IS specification(s) | [5 empty] | 944554.9407 | [6 empty] | #REF! | #REF! | #REF! | #REF! | #REF! | JBVNL SOR 2018-19 | 1 | 944554.9407 | #REF!
| (III) 11 KV 5 Way RMU, 2OD + 3VL, (One Incomer + Three Breakers + One Outgoing) | Set | Conforming relevant IS specification(s) | [5 empty] | 1219169.839 | [6 empty] | #REF! | #REF! | #REF! | #REF! | #REF! | JBVNL SOR 2018-19 | 1 | 1219169.839 | #REF!
| (IV) 11 KV 6 Way RMU, 2OD + 4VL,(One Incomer + Four Breakers + One Outgoing | Set | Conforming relevant IS specification(s) | [5 empty] | 1493784.7288 | [6 empty] | #REF! | #REF! | #REF! | #REF! | #REF! | JBVNL SOR 2018-19 | 1 | 1493784.7288 | #REF!
M1650 | XLPE insulated Cables | [14 empty] | #REF! | #REF! | #REF! |  | #REF! |  |  | #DIV/0! | #DIV/0!
| (I) 33 KV HT XLPE Cable Single Core 630mm2 (Armoured) | Mtr | Conforming relevant IS specification(s) |  |  |  | 938 | [8 empty] | #REF! | #REF! | #REF! | 1364.86 | #REF! | As per IEEMA Calculation | 1 | 938 | #REF!
| (II) 1C x 400mm2 cable (33 KV power cable) | Mtr | Conforming relevant IS specification(s) |  |  |  |  | 760.4551 | [7 empty] | #REF! | #REF! | #REF! | 1032.21 | #REF! | As per IEEMA Calculation | 1 | 760.4551 | #REF!
| (III) 33 KV HT XLPE Cable 3 core 400 sq mm (Armoured) | Mtr | Conforming relevant IS specification(s) |  | 1965.5932 | 1901.95 | 1732 |  | 1880.7025 |  |  | 1679.57 |  |  |  | #REF! | #REF! | #REF! | 1806.19 | #REF! | As per IEEMA Calculation | 5 | 1831.9632 | #REF!
| (IV) 33 KV HT XLPE Cable 3 Core 300mm2 (Armoured) | Mtr | Conforming relevant IS specification(s) |  | 1412.9322 | 1539.959 | 1498 | 1632.4153 |  |  |  | 1450.61 |  |  |  | #REF! | #REF! | #REF! | 2080.17 | #REF! | As per IEEMA Calculation | 5 | 1506.7833 | #REF!
| (V) 33 KV HT XLPE Cable 3 Core 240mm2 (Armoured) | Mtr | Conforming relevant IS specification(s) |  |  | 1524.531 |  |  | 1720.972 | [6 empty] | #REF! | #REF! | #REF! | 1720.972 | #REF! | CSPDCL SOR 2019-20 | 2 | 1622.7515 | #REF!
| (VI) 33 KV HT XLPE Cable 3 Core 185mm2 (Armoured) | Mtr | Conforming relevant IS specification(s) |  |  | 1519.841 | [9 empty] | #REF! | #REF! | #REF! | 1970.5 | #REF! | As per IEEMA Calculation | 1 | 1519.841 | #REF!
| (VII) 33 KV HT XLPE Cable 3 Core 150mm2 (Armoured) | Mtr | Conforming relevant IS specification(s) |  |  | 1449.239 | [9 empty] | #REF! | #REF! | #REF! | 1681.96 | #REF! | As per IEEMA Calculation | 1 | 1449.239 | #REF!
| (VIII) 33 KV HT XLPE Cable 3 Core 120mm2 (Armoured) | Mtr | Conforming relevant IS specification(s) |  |  | 1328.792 | [9 empty] | #REF! | #REF! | #REF! | 1529.21 | #REF! | As per IEEMA Calculation | 1 | 1328.792 | #REF!
| (IX) 33 KV HT XLPE Cable 3 Core 95mm2 (Armoured) | Mtr | Conforming relevant IS specification(s) |  |  | 1207.353 | [9 empty] | #REF! | #REF! | #REF! | 1388.4 | #REF! | As per IEEMA Calculation | 1 | 1207.353 | #REF!
| (X) 33 KV HT XLPE Cable 3 Core 70mm2 (Armoured) | Mtr | Conforming relevant IS specification(s) | [6 empty] | 853.3898 | [5 empty] | #REF! | #REF! | #REF! | 1215.89 | #REF! | As per IEEMA Calculation | 1 | 853.3898 | #REF!
| (XI) 33 KV HT XLPE Cable 3 Core 50mm2 (Armoured) | Mtr | Conforming relevant IS specification(s) | [6 empty] | 763.5593 | [5 empty] | #REF! | #REF! | #REF! | 1083.19 | #REF! | As per IEEMA Calculation | 1 | 763.5593 | #REF!
| (XII) 11 kV 3 Core x 35 sq. mm cable (Armoured) | Mtr | Conforming relevant IS specification(s) | [12 empty] | #REF! | #REF! | #REF! | #REF! | #REF! | JBVNL SOR 2018-19 | 0 | #DIV/0! | #DIV/0!
| (XIII) 11 KV XLPE Cable single core 630mm2 (Armoured) | Mtr | Conforming relevant IS specification(s) |  |  | 644 | [9 empty] | #REF! | #REF! | #REF! | 1079.23 | #REF! | As per IEEMA Calculation | 1 | 644 | #REF!
| (XIV) 3Core x 630sq mm (11 KV power cable) | Mtr | Conforming relevant IS specification(s) | [12 empty] | #REF! | #REF! | #REF! | 3590.61 | #REF! | As per IEEMA Calculation | 0 | #DIV/0! | #DIV/0!
| (XV) 11 KV XLPE Cable 3 core 400mm2 (Armoured) | Mtr | Conforming relevant IS specification(s) |  | 1610.1695 | [10 empty] | #REF! |  |  | 1598.49 | #REF! | As per IEEMA Calculation
| (XVI) 11 KV XLPE Cable 3 Core 300mm2 (Armoured) | Mtr | Conforming relevant IS specification(s) |  | 1250 | 1090.9 | 1209.87 | [8 empty] | #REF! |  |  | 1090.9 | #REF! | MP Cost Data
| (XVII) 11 KV XLPE Cable 3 Core 240 mm2 (Armoured) | Mtr | Conforming relevant IS specification(s) |  |  | 946.54 | [9 empty] | #REF! |  |  | 1257.13 | #REF! | As per IEEMA Calculation
| (XVIII) 11 KV XLPE Cable 3 Core 185mm2 (Armoured) | Mtr | Conforming relevant IS specification(s) |  |  | 739.43 | 802.47 | [8 empty] | #REF! |  |  | 958.6 | #REF! | As per IEEMA Calculation
| (XIX) 11 KV XLPE Cable 3 Core 150mm2 (Armoured) | Mtr | Conforming relevant IS specification(s) |  |  | 660.47 | [9 empty] | #REF! |  |  | 928.64 | #REF! | As per IEEMA Calculation
| (XX) 11 KV XLPE Cable 3 Core 120mm2 (Armoured) | Mtr | Conforming relevant IS specification(s) |  |  | 587.76 | [9 empty] | #REF! |  |  | 824.93 | #REF! | As per IEEMA Calculation
| (XXI) 11 KV XLPE Cable 3 Core 95mm2 (Armoured) | Mtr | Conforming relevant IS specification(s) |  |  | 545.18 | 608.94 | [8 empty] | #REF! |  |  | 751.11 | #REF! | As per IEEMA Calculation
| (XXII) 11 KV XLPE Cable 3 Core 70mm2 (Armoured) | Mtr | Conforming relevant IS specification(s) |  |  | 523.89 | [9 empty] | #REF! |  |  | 695.95 | #REF! | As per IEEMA Calculation
| (XXIII) 11 KV XLPE Cable 3 Core 50mm2 (Armoured) | Mtr | Conforming relevant IS specification(s) |  |  |  | 380.7 | [8 empty] | #REF! |  |  | 526.7 | #REF! | As per IEEMA Calculation
| (XXIV) 11 KV XLPE Cable 3 Core 25mm2 (Armoured) | Mtr | Conforming relevant IS specification(s) |  |  |  | 232.42 | [8 empty] | #REF! |  |  | 232.42 | #REF! | DHBVN SOR 2020-21
| (XXV) Power Cable for DT Meter 120 sq.mm unarmoured | Mtr | Conforming relevant IS specification(s) | [12 empty] | #REF! | #REF! | #REF! | 0 | #REF! | JBVNL PO Rates | 0 | #DIV/0! | #DIV/0!
| (XXVI) Power Cable for DT Meter 240 sq.mm unarmoured | Mtr | Conforming relevant IS specification(s) | [12 empty] | #REF! | #REF! | #REF! | 0 | #REF! | JBVNL PO Rates | 0 | #DIV/0! | #DIV/0!
| (XXVII) LT XLPE cable 4 Core 16 mm2 (Armoured) | Mtr | Conforming relevant IS specification(s) | [12 empty] | #REF! | #REF! | #REF! | 0 | #REF! | JBVNL PO Rates | 0 | #DIV/0! | #DIV/0!
| (XXVIII) LT XLPE Cable 4 Core 16mm2 (UnArmoured) | Mtr | Conforming relevant IS specification(s) |  |  |  | 68.4746 | [8 empty] | #REF! | #REF! | #REF! | 68.47 | #REF! | DHBVN SOR 2020-21 | 1 | 68.4746 | #REF!
| (XXIX) LT XLPE Cable 4 Core 25mm2 (Armoured) | Mtr | Conforming relevant IS specification(s) | [6 empty] | 50.8475 | [5 empty] | #REF! | #REF! | #REF! | 50.85 | #REF! | UPCL SOR 2019-20 | 0 | 50.8475 | #REF!
| (XXX) LT XLPE Cable 3.5 Core 300mm2 (Armoured) | Mtr | Conforming relevant IS specification(s) |  |  |  | 819.5593 | [8 empty] | #REF! | #REF! | #REF! | 1256.09 | #REF! | As per IEEMA Calculation | 1 | 819.5593 | #REF!
| (XXXI) LT XLPE Cable 3.5 Core 185mm2 (Armoured) | Mtr | Conforming relevant IS specification(s) | [12 empty] | #REF! | #REF! | #REF! | 1121.8 | #REF! | As per IEEMA Calculation | 0 | #DIV/0! | #DIV/0!
| (XXXII) LT XLPE Cable 3.5 Core 120mm2 (Armoured) | Mtr | Conforming relevant IS specification(s) | [12 empty] | #REF! | #REF! | #REF! | 617.79 | #REF! | As per IEEMA Calculation | 0 | #DIV/0! | #DIV/0!
| (XXXIII) LT XLPE Cable 3.5 core 95 mm2 (Armoured) | Mtr | Conforming relevant IS specification(s) | [12 empty] | #REF! | #REF! | #REF! | 506.97 | #REF! | As per IEEMA Calculation | 0 | #DIV/0! | #DIV/0!
| (XXXIV) LT XLPE Cable 3.5 Core 50mm2 (Armoured) | Mtr | Conforming relevant IS specification(s) |  |  |  | 213.9712 | [8 empty] | #REF! | #REF! | #REF! | 346.72 | #REF! | As per IEEMA Calculation | 1 | 213.9712 | #REF!
| (XXXV) LT XLPE Cable 3.5 Core 25mm2 (Armoured) | Mtr | Conforming relevant IS specification(s) | [12 empty] | #REF! | #REF! | #REF! | 267.23 | #REF! | As per IEEMA Calculation | 0 | #DIV/0! | #DIV/0!
| (XXXVI) LT XLPE Cable 2 Core 16 mm2 (Armoured) | Mtr | Conforming relevant IS specification(s) | [12 empty] | #REF! | #REF! | #REF! | #REF! | #REF! | JBVNL SOR 2018-19 | 0 | #DIV/0! | #DIV/0!
| (XXXVII) LT XLPE Cable 2 Core 10mm2 (Armoured) | Mtr | Conforming relevant IS specification(s) | [12 empty] | #REF! |  |  | #REF! | #REF! | JBVNL SOR 2018-19
| (XXXVIII) LT XLPE Cable 2 Core 6mm2 (Armoured) | Mtr | Conforming relevant IS specification(s) | [12 empty] | #REF! | #REF! | #REF! | #REF! | #REF! | JBVNL SOR 2018-19 | 0 | #DIV/0! | #DIV/0!
| (XXXIX) LT XLPE Cable 1Cx120 sqmm (Armoured) | Mtr | Conforming relevant IS specification(s) |  |  |  | 88.5814 | [8 empty] | #REF! | #REF! | #REF! | #REF! | #REF! | DHBVN SOR 2020-21 | 1 | 88.5814 | #REF!
| (XL) LT XLPE Single Core Cable 95 mm2 (Armoured) | Mtr | Conforming relevant IS specification(s) |  |  |  | 72.2305 | [8 empty] | #REF! | #REF! | #REF! | 72.2305 | #REF! | MP SOR 2019-20 (Rates in Previous Cost Data very Low) | 1 | 72.2305 | #REF!
| (XLI) LT XLPE Single Core Cable 50 mm2 (Armoured) | Mtr | Conforming relevant IS specification(s) |  |  | 53.56 | 49.1356 | [8 empty] | #REF! | #REF! | #REF! | 49.1356 | #REF! | DHBVN SOR 2020-21 (Rates in Previous Cost Data very Low) | 2 | 51.3478 | #REF!
| (XLII) LT XLPE Single Core Cable 25 mm2 (Armoured) | Mtr | Conforming relevant IS specification(s) |  |  | 34.101 | 33.2169 | [8 empty] | #REF! | #REF! | #REF! | 33.2169 | #REF! | DHBVN SOR 2020-21 (Rates in Previous Cost Data very Low) | 2 | 33.659 | #REF!
| (XLIII) LT XLPE cable 3.5 core 35 Sq. mm. (Armoured) | Mtr | Conforming relevant IS specification(s) | [12 empty] | #REF! | #REF! | #REF! | #REF! | #REF! | JBVNL PO Rates | 0 | #DIV/0! | #DIV/0!
| (XLIV) LT XLPE cable 3.5 core 70 Sq. mm. (Armoured) | Mtr | Conforming relevant IS specification(s) | [12 empty] | #REF! | #REF! | #REF! | #REF! | #REF! | JBVNL PO Rates | 0 | #DIV/0! | #DIV/0!
| (XLV) LT XLPE single core unarmoured 1 x 400 sqmm | Mtr | Conforming relevant IS specification(s) |  |  |  |  | 282.289 | [7 empty] | #REF! | #REF! | #REF! | #REF! | #REF! | AVVNL SOR 2020-21 | 1 | 282.289 | #REF!
M1651 | PVC insulated Cables | [14 empty] | #REF! | #REF! | #REF! |  | #REF! | #REF! |  | #DIV/0! | #DIV/0!
| (I) 3.5 Core 300 Sq. mm armoured, stranded aluminium conductor, PVC insulated and PVC sheathed cable | Mtr | Conforming relevant IS specification(s) |  |  | 760.613 | [9 empty] | #REF! | #REF! | #REF! | 760.613 | #REF! | MP SOR 2019-20 | 1 | 760.613 | #REF!
| (II) 3.5 Core 240 Sq. mm armoured, stranded aluminium conductor, PVC insulated and PVC sheathed cable | Mtr | Conforming relevant IS specification(s) |  |  | 712.958 | [9 empty] | #REF! | #REF! | #REF! | 712.958 | #REF! | MP SOR 2019-20 | 1 | 712.958 | #REF!
| (III) 3.5 Core 185 Sq. mm armoured, stranded aluminium conductor, PVC insulated and PVC sheathed cable | Mtr | Conforming relevant IS specification(s) |  |  | 700.913 | [9 empty] | #REF! | #REF! | #REF! | 700.913 | #REF! | MP SOR 2019-20 | 1 | 700.913 | #REF!
| (IV) 3.5 Core 150 Sq. mm armoured, stranded aluminium conductor, PVC insulated and PVC sheathed cable | Mtr | Conforming relevant IS specification(s) |  |  | 399.674 |  | 291.3983 | [7 empty] | #REF! | #REF! | #REF! | #REF! | #REF! | AVVNL SOR 2020-21 | 2 | 345.5362 | #REF!
| (V) 3.5 Core 70 Sq. mm armoured, stranded aluminium conductor, PVC insulated and PVC sheathed cable | Mtr | Conforming relevant IS specification(s) |  |  | 207.095 | [9 empty] | #REF! | #REF! | #REF! | 207.095 | #REF! | MP SOR 2019-20 | 1 | 207.095 | #REF!
| (VI) 3.5 Core 35 Sq. mm armoured, stranded aluminium conductor, PVC insulated and PVC sheathed cable | Mtr | Conforming relevant IS specification(s) |  |  | 121.222 | [9 empty] | #REF! | #REF! | #REF! | 121.222 | #REF! | MP SOR 2019-20 | 1 | 121.222 | #REF!
| (VII) 2 Core 16 Sq. mm armoured, stranded aluminium conductor, PVC insulated and PVC sheathed cable | Mtr | Conforming relevant IS specification(s) | [12 empty] | #REF! | #REF! | #REF! | #REF! | #REF! | JBVNL SOR 2018-19 | 0 | #DIV/0! | #DIV/0!
| (VIII) 1 Core 120 Sq. mm Unarmoured, stranded aluminium conductor, PVC insulated and PVC sheathed cable | Mtr | Conforming relevant IS specification(s) |  |  | 67.928 | 70.8042 |  | 76.1847 | [6 empty] | #REF! | #REF! | #REF! | 67.93 | #REF! | MP SOR 2019-20 | 3 | 71.639 | #REF!
| (IX) LT PVC Cable 3.5 core 95 mm2 (Armoured) | Mtr | Conforming relevant IS specification(s) | [12 empty] | #REF! | #REF! | #REF! | #REF! | #REF! | JBVNL SOR 2018-19 | 0 | #DIV/0! | #DIV/0!
| (X) LT PVC Cable 3.5 Core 10 mm2 (armoured) | Mtr | Conforming relevant IS specification(s) | [12 empty] | #REF! | #REF! | #REF! | #REF! | #REF! | JBVNL SOR 2018-19 | 0 | #DIV/0! | #DIV/0!
| (XI) LT PVC Cable 3.5 Core 6 mm2 (armoured) | Mtr | Conforming relevant IS specification(s) | [12 empty] | #REF! | #REF! | #REF! | #REF! | #REF! | JBVNL SOR 2018-19 | 0 | #DIV/0! | #DIV/0!
| (XII) LT PVC Cable 2 Core 16 mm2 (armoured) | Mtr | Conforming relevant IS specification(s) | [5 empty] | 34.4017 | [6 empty] | #REF! | #REF! | #REF! | 34.4 | #REF! | CSPDCL SOR 2019-20 | 1 | 34.4017 | #REF!
| (XIII) LT PVC Cable 2 Core 10 mm2 (armoured) | Mtr | Conforming relevant IS specification(s) |  |  |  | 40 | [8 empty] | #REF! | #REF! | #REF! | 40 | #REF! | DHBVN SOR 2020-21 | 1 | 40 | #REF!
| (XIV) LT PVC Cable 2 Core 6 mm2 (armoured) | Mtr | Conforming relevant IS specification(s) |  |  | 30 | 33.8576 | [8 empty] | #REF! | #REF! | #REF! | 30 | #REF! | MP SOR 2019-20 | 2 | 31.9288 | #REF!
| (XV) LT PVC Cable 2 Core 4 mm2 (armoured) | Mtr | Conforming relevant IS specification(s) |  |  | 26 |  | 36.7568 | [7 empty] | #REF! | #REF! | #REF! | 26 | #REF! | MP SOR 2019-20 | 2 | 31.3784 | #REF!
| (XVI) LT PVC Cable 1 Core 16 mm2 (armoured) | Mtr | Conforming relevant IS specification(s) | [5 empty] | 12.0297 | [6 empty] | #REF! | #REF! | #REF! | 12.03 | #REF! | CSPDCL SOR 2019-20 | 1 | 12.0297 | #REF!
| (XVII) LT PVC Cable 1 Core 50 mm2 (armoured) | Mtr | Conforming relevant IS specification(s) | [5 empty] | 31.4856 | [6 empty] | #REF! | #REF! | #REF! | 31.49 | #REF! | CSPDCL SOR 2019-20 | 1 | 31.4856 | #REF!
| (XVIII) LT PVC Cable 1 Core 70 mm2 (armoured) | Mtr | Conforming relevant IS specification(s) |  |  | 63.423 |  |  | 43.6161 | [6 empty] | #REF! | #REF! | #REF! | 43.62 | #REF! | CSPDCL SOR 2019-20 | 2 | 53.5196 | #REF!
| (XIX) LT PVC Cable 1 Core 150 mm2 (armoured) | Mtr | Conforming relevant IS specification(s) |  |  | 155.026 |  |  | 85.75 | [6 empty] | #REF! | #REF! | #REF! | 85.75 | #REF! | CSPDCL SOR 2019-20 | 2 | 120.388 | #REF!
| (XX) LT PVC Cable 1 Core 300 mm2 (armoured) | Mtr | Conforming relevant IS specification(s) |  |  | 283.222 |  |  | 170.2 | [6 empty] | #REF! | #REF! | #REF! | 170.2 | #REF! | CSPDCL SOR 2019-20 | 2 | 226.711 | #REF!
| (XXI) PVC Single Phase service cable 3.5 core 25 mm2 (Amoured) | Mtr | Conforming relevant IS specification(s) |  |  |  | 84.9483 | [8 empty] | #REF! | #REF! | #REF! | 84.95 | #REF! | DHBVN SOR 2020-21 | 1 | 84.9483 | #REF!
| (XXII) 2.5 sq mm twin core PVC service cable (Armoured) | Mtr | Conforming relevant IS specification(s) |  |  | 18 |  |  | 19.5169 |  |  |  | 29 |  |  | #REF! | #REF! | #REF! | #REF! | #REF! | JBVNL SOR 2018-19 | 3 | 22.1723 | #REF!
| (XXIII) 4 sq mm twin core PVC service cable (UnArmoured) | Mtr | Conforming relevant IS specification(s) |  |  |  |  | 36.7568 | 23.4153 |  |  |  | 39 |  |  | #REF! | #REF! | #REF! | #REF! | #REF! | JBVNL SOR 2018-19 | 3 | 33.0573 | #REF!
| (XXIV) PVC Single Phase service cable 2 core 2.5 mm2 (UnAmoured) | Mtr | Conforming relevant IS specification(s) |  |  | 18 |  | 5.7729 | 6.0254 |  |  |  | 29 |  |  | #REF! | #REF! | #REF! | #REF! | #REF! | AVVNL SOR 2020-21 | 4 | 14.6996 | #REF!
| (XXV) PVC Single Phase service cable 2 core 6 mm2 (UnArmoured) | Mtr | Conforming relevant IS specification(s) |  |  |  | 15.1983 |  | 25.4322 |  |  |  | 52 |  |  | #REF! | #REF! | #REF! | #REF! | #REF! | DHBVN SOR 2020-21 | 3 | 30.8768 | #REF!
| (XXVI) PVC Three Phase service cable 4 core 6 mm2 (Armoured) | Mtr | Conforming relevant IS specification(s) |  |  | 43 |  | 54.4441 | 40.9831 | [6 empty] | #REF! | #REF! | #REF! | 40.98 | #REF! | CSPDCL SOR 2019-20 | 3 | 46.1424 | #REF!
| (XXVII) PVC Three Phase service cable 4 core 8 mm2 (Armoured) | Mtr | Conforming relevant IS specification(s) | [5 empty] | 49.7627 | [6 empty] | #REF! | #REF! | #REF! | 49.76 | #REF! | CSPDCL SOR 2019-20 | 1 | 49.7627 | #REF!
| (XXVIII) PVC Three Phase service cable 4 core 10 mm2 (Armoured) | Mtr | Conforming relevant IS specification(s) |  |  | 59 |  | 70.5025 | 59.5254 | [6 empty] | #REF! | #REF! | #REF! | 59 | #REF! | MP SOR 2019-20 | 3 | 63.0093 | #REF!
| (XXIX) PVC Three Phase service cable 4 core 16 mm2 (Armoured) | Mtr | Conforming relevant IS specification(s) |  |  |  | 71.7831 | 87.1271 | 78.0678 | [6 empty] | #REF! | #REF! | #REF! | 71.78 | #REF! | DHBVN SOR 2020-21 | 3 | 78.9927 | #REF!
| (XXX) PVC Three Phase service cable 4 core 25 mm2 (Armoured) | Mtr | Conforming relevant IS specification(s) |  |  |  | 99.2941 | 121.8814 | 99.5339 | [6 empty] | #REF! | #REF! | #REF! | 99.29 | #REF! | DHBVN SOR 2020-21 | 3 | 106.9031 | #REF!
| (XXXI) PVC Three Phase service cable 4 core 10 mm2 (UnArmoured) | Mtr | Conforming relevant IS specification(s) |  |  |  |  | 25.7161 | 52.6949 | [6 empty] | #REF! | #REF! | #REF! | 25.72 | #REF! | AVVNL SOR 2020-21 | 2 | 39.2055 | #REF!
M1652 | Aerial Bunched Cables | [14 empty] | #REF! | #REF! | #REF! |  | #REF! | #REF! |  | #DIV/0! | #DIV/0!
| (I) 11 KV XLPE HT AB Cable 3Cx185mm2+240mm2 bare messenger | Mtr | Conforming relevant IS specification(s) | [12 empty] | #REF! | #REF! | #REF! | #REF! | #REF! | JBVNL SOR 2018-19 | 0 | #DIV/0! | #DIV/0!
| (II) 11 KV XLPE HT AB Cable 3Cx185mm2+150mm2 bare messenger | Mtr | Conforming relevant IS specification(s) |  |  | 621.22 | [9 empty] | #REF! | #REF! | #REF! | 645.58 | #REF! | JBVNL SOR 2018-19 | 1 | 621.22 | #REF!
| (III) 11 KV XLPE HT AB Cable 3Cx150mm2+120mm2 bare messenger | Mtr | Conforming relevant IS specification(s) |  |  | 555.964 | [9 empty] | #REF! | #REF! | #REF! | 555.96 | #REF! | AVVNL SOR 2020-21 | 1 | 555.964 | #REF!
| (IV) 11kV XLPE HT AB Cable 3cx120 mm2 + 95mm2 bare messenger | Mtr | Conforming relevant IS specification(s) | [12 empty] | #REF! | #REF! | #REF! | #REF! | #REF! | JBVNL SOR 2018-19 | 0 | #DIV/0! | #DIV/0!
| (V) 11 KV XLPE HT AB Cable 3Cx95mm2+80mm2 bare messenger | Mtr | Conforming relevant IS specification(s) |  |  | 383.887 |  | 377.4686 | [7 empty] | #REF! | #REF! | #REF! | 377.47 | #REF! | AVVNL SOR 2020-21 | 2 | 380.6778 | #REF!
| (VI) 11 KV XLPE HT AB Cable 3Cx70mm2+70mm2 bare messenger | Mtr | Conforming relevant IS specification(s) |  |  | 306.765 |  |  | 388.5585 | [6 empty] | #REF! | #REF! | #REF! | 306.77 | #REF! | AVVNL SOR 2020-21 | 2 | 347.6617 | #REF!
| (VII) 11 KV XLPE HT AB Cable 3Cx50mm2+70mm2 bare messenger | Mtr | Conforming relevant IS specification(s) |  |  | 302.615 |  | 309.0153 | [7 empty] | #REF! | #REF! | #REF! | 302.62 | #REF! | AVVNL SOR 2020-21 | 2 | 305.8151 | #REF!
| (VIII) 11 KV XLPE HT AB Cable 3Cx35mm2+70mm2 bare messenger | Mtr | Conforming relevant IS specification(s) |  |  | 231.783 | [9 empty] | #REF! | #REF! | #REF! | 231.78 | #REF! | AVVNL SOR 2020-21 | 1 | 231.783 | #REF!
| (IX) 11 KV XLPE HT AB Cable 3Cx35mm2+35mm2 bare messenger | Mtr | Conforming relevant IS specification(s) | [5 empty] | 274.6492 | [6 empty] | #REF! | #REF! | #REF! | #REF! | #REF! | CSPDCL SOR 2019-20 | 1 | 274.6492 | #REF!
| (X) LT XLPE AB cable 3Cx120+1Cx70+1Cx16 mm2 | Mtr | Conforming relevant IS specification(s) |  | 240.678 | 217.954 | [9 empty] | #REF! | #REF! | #REF! | 0 | #REF! | JBVNL PO Rates | 2 | 229.316 | #REF!
| (XI) LT XLPE AB Cable 3Cx95 sqmm + 1x70 sqmm+1x70 sq mm | Mtr | Conforming relevant IS specification(s) | [12 empty] | #REF! | #REF! | #REF! | #REF! | #REF! | JBVNL SOR 2018-19 | 0 | #DIV/0! | #DIV/0!
| (XII) LT XLPE AB cable 3Cx95+1Cx70+1Cx16 mm2 | Mtr | Conforming relevant IS specification(s) |  |  | 181.606 | [9 empty] | #REF! | #REF! | #REF! | 0 | #REF! | JBVNL PO Rates | 1 | 181.606 | #REF!
| (XIII) LT XLPE AB cable 3x70+1x50+1x16 (Street Light) mm2 | Mtr | Conforming relevant IS specification(s) |  |  | 119.727 |  |  | 152.6093 | [6 empty] | #REF! | #REF! | #REF! | #REF! | #REF! | MP SOR 2019-20 | 2 | 136.1682 | #REF!
| (XIV) LT XLPE AB Cable 3Cx50 sqmm + 1x35 sqmm+1x16 sq mm | Mtr | Conforming relevant IS specification(s) |  |  | 114.425 |  |  | 110.7898 | [6 empty] | #REF! | #REF! | #REF! | 0 | #REF! | JBVNL PO Rates | 2 | 112.6074 | #REF!
| (XV) LT XLPE AB Cable 3x50+1x25+1x35 mm2 | Mtr | Conforming relevant IS specification(s) | [5 empty] | 108.3466 | [6 empty] | #REF! | #REF! | #REF! | 108.25 | #REF! | CSPDCL SOR 2019-20 | 1 | 108.3466 | #REF!
| (XVI) LT XLPE AB Cables 1x16(ph) + 1x25 (Bare condustor + 1x16 (Insulated Street Lighting) mm2 | Mtr | Conforming relevant IS specification(s) |  |  | 53.908 | [9 empty] | #REF! | #REF! | #REF! | 47 | #REF! | Market Rate | 1 | 53.908 | #REF!
| (XVII) LT XLPE AB Cable 3Cx120+70mm2 | Mtr | Conforming relevant IS specification(s) |  |  |  | 209.4814 | [8 empty] | #REF! | #REF! | #REF! | 209.48 | #REF! | DHBVN SOR 2020-21 | 1 | 209.4814 | #REF!
| (XVIII) LT XLPE AB Cable 3Cx95+70mm2 | Mtr | Conforming relevant IS specification(s) |  |  |  | 172.9331 | [8 empty] | #REF! | #REF! | #REF! | 172.93 | #REF! | DHBVN SOR 2020-21 | 1 | 172.9331 | #REF!
| (XIX) LT XLPE AB Cable 3Cx50+35mm2 | Mtr | Conforming relevant IS specification(s) |  |  |  | 93.2814 | 114.9407 | [7 empty] | #REF! | #REF! | #REF! | #REF! | #REF! | DHBVN SOR 2020-21 | 2 | 104.111 | #REF!
| (XX) LT XLPE AB Cable 3Cx35+25mm2 | Mtr | Conforming relevant IS specification(s) |  |  | 99.842 | [9 empty] | #REF! | #REF! | #REF! | 86 | #REF! | Market Rate | 1 | 99.842 | #REF!
| (XXI) LT XLPE AB Cable 3Cx25+25mm2 | Mtr | Conforming relevant IS specification(s) |  |  | 57.002 | 55.0475 | 68.2203 | [7 empty] | #REF! | #REF! | #REF! | 57 | #REF! | MP SOR 2019-20 | 3 | 60.0899 | #REF!
| (XXII) LT XLPE AB Cable 3Cx16+25mm2 | Mtr | Conforming relevant IS specification(s) |  |  | 53.908 |  | 46.0864 | 46.8 | [6 empty] | #REF! | #REF! | #REF! | 46.8 | #REF! | CSPDCL SOR 2019-20 | 3 | 48.9315 | #REF!
| (XXIII) LT XLPE AB Cable 1Cx16+25mm2 Single phase | Mtr | Conforming relevant IS specification(s) | [12 empty] | #REF! | #REF! | #REF! | 0 | #REF! | JBVNL PO Rates | 0 | #DIV/0! | #DIV/0!
M1653 | AB Cable accessories | [14 empty] | #REF! | #REF! | #REF! |  | #REF! | #REF! |  | #DIV/0! | #DIV/0!
| (I) 11 kV AB Cable Straight thru' joint kit suitable for 35-70 sqmm | Set | Conforming relevant IS specification(s) | [5 empty] | 3402.3898 | [6 empty] | #REF! | #REF! | #REF! | #REF! | #REF! | CSPDCL SOR 2019-20 | 1 | 3402.3898 | #REF!
| (II) 11 kV AB Cable Straight thru' joint kit suitable for 95-120 sqmm | Set | Conforming relevant IS specification(s) | [5 empty] | 3580.4746 | [6 empty] | #REF! | #REF! | #REF! | #REF! | #REF! | CSPDCL SOR 2019-20 | 1 | 3580.4746 | #REF!
| (III) 11 kV ABC Termination kit 35-70 sqmm | Set | Conforming relevant IS specification(s) | [5 empty] | 2154.8475 | [6 empty] | #REF! | #REF! | #REF! | #REF! | #REF! | AVVNL SOR 2020-21 | 1 | 2154.8475 | #REF!
| (IV) 11 kV ABC Termination kit 95-120 sqmm | Set | Conforming relevant IS specification(s) | [5 empty] | 2270.1356 | [6 empty] | #REF! | #REF! | #REF! | #REF! | #REF! | AVVNL SOR 2020-21 | 1 | 2270.1356 | #REF!
| (V) LT Pre insulated mid span joint suitable 25 mm2 phases | Each | Conforming relevant IS specification(s) |  |  | 131 | 100 | [8 empty] | #REF! | #REF! | #REF! | 100 | #REF! | DHBVN SOR 2020-21 | 2 | 115.5 | #REF!
| (VI) LT Pre insulated mid span joint suitable 35 mm2 phases | Each | Conforming relevant IS specification(s) | [12 empty] | #REF! | #REF! | #REF! | #REF! | #REF! | JBVNL SOR 2018-19 | 0 | #DIV/0! | #DIV/0!
| (VII) LT Pre insulated mid span joint suitable 50 mm2 phases | Each | Conforming relevant IS specification(s) |  |  |  | 104.2373 | [8 empty] | #REF! | #REF! | #REF! | #REF! | #REF! | DHBVN SOR 2020-21 | 1 | 104.2373 | #REF!
| (VIII) LT Pre insulated mid span joint suitable 70 mm2 Phases | Each | Conforming relevant IS specification(s) | [12 empty] | #REF! | #REF! | #REF! | #REF! | #REF! | JBVNL SOR 2018-19 | 0 | #DIV/0! | #DIV/0!
| (IX) LT Pre insulated mid span joint suitable 95 mm2 Phases | Each | Conforming relevant IS specification(s) | [12 empty] | #REF! | #REF! | #REF! | 157.02 | #REF! | JBVNL SOR 2018-19 | 0 | #DIV/0! | #DIV/0!
| (X) LT Pre insulated mid span joint suitable 120 mm2 Phases | Each | Conforming relevant IS specification(s) | [12 empty] | #REF! | #REF! | #REF! | #REF! | #REF! | JBVNL SOR 2018-19 | 0 | #DIV/0! | #DIV/0!
| (XI) Pre insulated mid span joint suitable for 25 mm2 Neutral messenger | Each | Conforming relevant IS specification(s) | [12 empty] | #REF! | #REF! | #REF! | #REF! | #REF! | JBVNL SOR 2018-19 | 0 | #DIV/0! | #DIV/0!
| (XII) Pre insulated mid span joint suitable for 35 mm2 Neutral messenger | Each | Conforming relevant IS specification(s) | [12 empty] | #REF! | #REF! | #REF! | #REF! | #REF! | JBVNL SOR 2018-19 | 0 | #DIV/0! | #DIV/0!
| (XIII) Pre insulated mid span joint suitable for 50 mm2 Neutral messenger | Each | Conforming relevant IS specification(s) | [12 empty] | #REF! | #REF! | #REF! | #REF! | #REF! | JBVNL SOR 2018-19 | 0 | #DIV/0! | #DIV/0!
| (XIV) Insulation Piercing Connector for DB charging | Each | Conforming relevant IS specification(s) | [12 empty] | #REF! | #REF! | #REF! | #REF! | #REF! | JBVNL SOR 2018-19 | 0 | #DIV/0! | #DIV/0!
| (XV) Insulation piercing connector branching suitable for T Joints | Each | Conforming relevant IS specification(s) |  |  | 185 | [9 empty] | #REF! | #REF! | #REF! | #REF! | #REF! | JBVNL SOR 2018-19 | 1 | 185 | #REF!
| (XVI) Piercing Connector for LT AB Cable | Each | Conforming relevant IS specification(s) | [12 empty] | #REF! | #REF! | #REF! | #REF! | #REF! | JBVNL SOR 2018-19 | 0 | #DIV/0! | #DIV/0!
| (XVII) Insulation piercing connector-Type-I (main 16-95 mm2 & tap 4-50 mm2) | Each | Conforming relevant IS specification(s) |  |  | 69 | 88.1356 | [8 empty] | #REF! | #REF! | #REF! | #REF! | #REF! | JBVNL SOR 2018-19 | 2 | 78.5678 | #REF!
| (XVIII) Insulation piercing connector-Type-II (main 16-120 mm2 & tap 16-120 sq mm) | Each | Conforming relevant IS specification(s) |  | 343.1441 |  | 74.5763 | 70.1525 | [7 empty] | #REF! | #REF! | #REF! | 70.1525 | #REF! | AVVNL SOR 2020-21 | 3 | 162.6243 | #REF!
| (XIX) Satellite Connector | Each | Conforming relevant IS specification(s) | [12 empty] | #REF! | #REF! | #REF! | #REF! | #REF! | JBVNL SOR 2018-19 | 0 | #DIV/0! | #DIV/0!
| (XX) LT AB Cable accessory, 1.1Mtr. Stainless steel strap IF207(20x0.7) | Mtr | Conforming relevant IS specification(s) | [12 empty] | #REF! | #REF! | #REF! | #REF! | #REF! | JBVNL SOR 2018-19 | 0 | #DIV/0! | #DIV/0!
| (XXI) Buckle for strap | Each | Conforming relevant IS specification(s) | [12 empty] | #REF! | #REF! | #REF! | #REF! | #REF! | JBVNL SOR 2018-19 | 0 | #DIV/0! | #DIV/0!
| (XXII) Suspension clamp with eyehook | Set | Conforming relevant IS specification(s) |  |  |  | 360.1695 | [8 empty] | #REF! | #REF! | #REF! | #REF! | #REF! | JBVNL SOR 2018-19 | 1 | 360.1695 | #REF!
| (XXIII) Suspension Clamp Suitable for 25 -70 Sqmm BareMessenger (Including 1 No. Suspension Clamp with Bracket + 1.5 Mtr SS Strap + 2 Nos. SS buckle) | Set | Conforming relevant IS specification(s) |  |  | 258 |  | 277.8644 | [7 empty] | #REF! | #REF! | #REF! | 258 | #REF! | MP SOR 2019-20 | 2 | 267.9322 | #REF!
| (XXIV) Suspension Clamp Suitable for 35 -95 Sqmm Bare Messenger (Including 1 No. Suspension Clamp with Bracket + 1.5 Mtr SS Strap + 2 Nos. SS buckle) | Set | Conforming relevant IS specification(s) |  |  | 461 | [9 empty] | #REF! | #REF! | #REF! | 0 | #REF! | JBVNL PO Rates | 1 | 461 | #REF!
| (XXV) Suspension Clamp Suitable for 95 -150 Sqmm Bare Messenger (Including 1 No. Suspension Clamp with Bracket + 1.5 Mtr SS Strap + 2 Nos. SS buckle) | Set | Conforming relevant IS specification(s) |  | 296.4492 | 618 | [9 empty] | #REF! | #REF! | #REF! | 296.45 | #REF! | NBPDCL SOR 2020-21 | 2 | 457.2246 | #REF!
| (XXVI) Dead end clamp with eyehook | Set | Conforming relevant IS specification(s) |  |  | 280 | 206.7797 | [8 empty] | #REF! | #REF! | #REF! | #REF! | #REF! | JBVNL SOR 2018-19 | 2 | 243.3898 | #REF!
| (XXVII) Dead End Clamp Suitable for 25 -70 Sqmm Bare Messenger (Including 1 No. Dead End Bracket + 1 No. Dead End + 1.5 Mtr SS Strap + 2 Nos. SS buckle) | Set | Conforming relevant IS specification(s) |  |  | 318 |  | 329.2627 | [7 empty] | #REF! | #REF! | #REF! | 318 | #REF! | MP SOR 2019-20 | 2 | 323.6314 | #REF!
| (XXVIII) Dead End Clamp Suitable for 70 -95 Sqmm Bare Messenger (Including 1 No. Dead End Bracket + 1 No. Dead End + 1.5 Mtr SS Strap + 2 Nos. SS buckle) | Set | Conforming relevant IS specification(s) |  |  | 446 | [9 empty] | #REF! | #REF! | #REF! | 0 | #REF! | JBVNL PO Rates | 1 | 446 | #REF!
| (XXIX) Dead End Clamp Suitable for 95 -150 Sqmm Bare Messenger (Including 1 No. Dead End Bracket + 1 No. Dead End + 1.5 Mtr SS Strap + 2 Nos. SS buckle) | Set | Conforming relevant IS specification(s) |  | 315.1271 | 613 | [9 empty] | #REF! | #REF! | #REF! | 315.13 | #REF! | NBPDCL SOR 2020-21 | 2 | 464.0636 | #REF!
| (XXX) Dead end clamp assembly suitable upto 25 sq.mm bare messenger (01 dead end clamp with bracket, 2 mtr. Stainless steel straps, 02 nos. buckles) | Set | Conforming relevant IS specification(s) | [12 empty] | #REF! | #REF! | #REF! | #REF! | #REF! | JBVNL SOR 2018-19 | 0 | #DIV/0! | #DIV/0!
| (XXXI) suspension clamp assembly suitable for 95 mm2 bare messenger (01 nos. suspension clamp with bracket, 2 mtr. Stainless stell straps 02 nos. buckles | Set | Conforming relevant IS specification(s) | [12 empty] | #REF! | #REF! | #REF! | 0 | #REF! | JBVNL PO Rates | 0 | #DIV/0! | #DIV/0!
| (XXXII) Service main anchor clamp for proper support of service cable(4mm2 and 10 mm2) | Each | Conforming relevant IS specification(s) | [12 empty] | #REF! | #REF! | #REF! | #REF! | #REF! | JBVNL SOR 2018-19 | 0 | #DIV/0! | #DIV/0!
| (XXXIII) Eye Hook | Each | Conforming relevant IS specification(s) |  |  | 81 |  |  | 154.5932 | [6 empty] | #REF! | #REF! | #REF! | 81 | #REF! | MP SOR 2019-20 | 2 | 117.7966 | #REF!
| (XXXIV) Stainless Steel Strip of 20mmX1mmx1000mm with Buckle Clip | Each | Conforming relevant IS specification(s) |  |  | 44 | [9 empty] | #REF! | #REF! | #REF! | 44 | #REF! | MP SOR 2019-20 | 1 | 44 | #REF!
M1654 | Fabricated Items | [14 empty] | #REF! | #REF! | #REF! |  | #REF! | #REF! |  | #DIV/0! | #DIV/0!
| (I) Hot Dip Galvanized Fabricated Iron Material For 33 kV Line, LT Line & DSS | MT | Conforming relevant IS specification(s) |  | 66508.4746 | [10 empty] | #REF! | #REF! | #REF! | 66508.4746 | #REF! | NBPDCL SOR 2020-21 | 1 | 66508.4746 | #REF!
| (II) 33 kv Pole Top Bracket 50x10 mm flat[GALVANIZED] (2.5 Kgs.) | Each | Conforming relevant IS specification(s) | [12 empty] | #REF! | #REF! | #REF! | 166.2712 | #REF! | As per Weight | 0 | #DIV/0! | #DIV/0!
| (III) 33 kv Pole Top Bracket 65x65x6 mm [GALVANIZED] (3.58 Kgs.) | Each | Conforming relevant IS specification(s) | [12 empty] | #REF! |  |  | 238.1003 | #REF! | As per Weight
| (IV) 33 KV Pole top bracket [NON GALVANIZED] (2.9 Kgs.) | Each | Conforming relevant IS specification(s) | [12 empty] | #REF! | #REF! | #REF! | 54 | #REF! | As per Weight | 0 | #DIV/0! | #DIV/0!
| (V) 11kv Pole Top Bracket 50x8 mm [GALVANIZED] (2.2 Kgs.) | Each | Conforming relevant IS specification(s) | [12 empty] | #REF! | #REF! | #REF! | 146.3186 | #REF! | As per Weight | 0 | #DIV/0! | #DIV/0!
| (VI) 11 KV Pole top bracket 50x8 mm (F- type)[NON GALVANIZED] (2.2 Kgs,) | Each | Conforming relevant IS specification(s) | [12 empty] | #REF! | #REF! | #REF! | 132 | #REF! | As per Weight | 0 | #DIV/0! | #DIV/0!
| (VII) 11 kV F clamp/Bracket (2.1 Kgs.) | Pair | Conforming relevant IS specification(s) | [12 empty] | #REF! | #REF! | #REF! | 139.6678 | #REF! | As per Weight | 0 | #DIV/0! | #DIV/0!
| (VIII) 11 kV Fish Plate (1.6 Kgs.) | 6 No. | Conforming relevant IS specification(s) | [12 empty] | #REF! | #REF! | #REF! | 94.8 | #REF! | As per Weight | 0 | #DIV/0! | #DIV/0!
| (IX) 33 kV Fish Plate (for ST Pole 13 Mtr.) (3 Kgs,) | 6 No. | Conforming relevant IS specification(s) | [12 empty] | #REF! | #REF! | #REF! | 199.5254 | #REF! | As per Weight | 0 | #DIV/0! | #DIV/0!
| (X) 33kv V Cross Arm for (100x50x6 mm)[GALVANIZED] (19.7 Kgs.) | Each | Conforming relevant IS specification(s) | [12 empty] | #REF! | #REF! | #REF! | 1310.2169 | #REF! | As per Weight | 0 | #DIV/0! | #DIV/0!
| (XI) 33 KV V cross arm (100x 50x 6 mm)[NON GALVANIZED] (19.7 Kgs.) | Each | Conforming relevant IS specification(s) | [12 empty] | #REF! | #REF! | #REF! | 1182 | #REF! | As per Weight | 0 | #DIV/0! | #DIV/0!
| (XII) 33 kV DP Special type V cross Arm [Galvanised] (21 Kgs.) | Each | Conforming relevant IS specification(s) | [12 empty] | #REF! | #REF! | #REF! | 1396.678 | #REF! | As per Weight | 0 | #DIV/0! | #DIV/0!
| (XIII) 11kv V Cross Arm (100x50x6 mm), [GALVANIZED] (16 Kgs.) | Each | Conforming relevant IS specification(s) | [12 empty] | #REF! |  |  | 1064.1356 | #REF! | As per Weight
| (XIV) 11kv V Cross Arm (75x40x6 mm), [GALVANIZED] (14.6 Kgs.) | Each | Conforming relevant IS specification(s) | [12 empty] | #REF! | #REF! | #REF! | 971.0237 | #REF! | As per Weight | 0 | #DIV/0! | #DIV/0!
| (XV) 11 KV "V" cross arm (75 x 40 x6 mm)[NON GALVANIZED] (14.6 Kgs.) | Each | Conforming relevant IS specification(s) | [12 empty] | #REF! | #REF! | #REF! | 876 | #REF! | As per Weight | 0 | #DIV/0! | #DIV/0!
| (XVI) MS Angle (65x65x6 mm) for guarding of 33 KV[GALVANIZED] (16 Kgs.) | Each | Conforming relevant IS specification(s) | [12 empty] | #REF! | #REF! | #REF! | 1060.8102 | #REF! | As per Weight | 0 | #DIV/0! | #DIV/0!
| (XVII) MS Angle (65x65x6 mm) for guarding of 11 KV [GALVANIZED] (13.6 Kgs.) | Each | Conforming relevant IS specification(s) | [12 empty] | #REF! |  |  | 904.5153 | #REF! | As per Weight
| (XVIII) MS Angle (65x65x6 mm) for guarding of 33 KV, 11 KV, L.T line[NON GALVANIZED] (13.6 Kgs.) | Each | Conforming relevant IS specification(s) | [12 empty] | #REF! | #REF! | #REF! | 816 | #REF! | As per Weight | 0 | #DIV/0! | #DIV/0!
| (XIX) Top Channel Set ( 100x50x6 mm) 3200 mm Length [GALVANIZED] (66.2 Kgs.) | Each | Conforming relevant IS specification(s) | [12 empty] | #REF! | #REF! | #REF! | 4405.5214 | #REF! | As per Weight | 0 | #DIV/0! | #DIV/0!
| (XX) Top Channel Set ( 100x50x6 mm) [NON GALVANIZED] (66.2 Kgs.) | Each | Conforming relevant IS specification(s) | [12 empty] | #REF! | #REF! | #REF! | 3974.4 | #REF! | As per Weight | 0 | #DIV/0! | #DIV/0!
| (XXI) MS Channel for AB Switch (100x50x6 mm) [GALVANIZED] (28.16 Kgs.) | Each | Conforming relevant IS specification(s) | [12 empty] | #REF! | #REF! | #REF! | 1872.8786 | #REF! | As per Weight | 0 | #DIV/0! | #DIV/0!
| (XXII) MS Channel AB switch(100x50x6 mm) [NON GALVANIZED] (28.16 Kgs.) | Each | Conforming relevant IS specification(s) | [12 empty] | #REF! | #REF! | #REF! | 1689.6 | #REF! | As per Weight | 0 | #DIV/0! | #DIV/0!
| (XXIII) 33kv D P Channel ( 100x50x6 mm) 3150 mm Long [ GALVANIZED] (65.2 Kgs.) | Each | Conforming relevant IS specification(s) | [12 empty] | #REF! | #REF! | #REF! | 4336.6851 | #REF! | As per Weight | 0 | #DIV/0! | #DIV/0!
| (XXIV) 33kv D P Channel ( 100x50x6 mm) 2200 mm Long [ GALVANIZED] (45.5 Kgs.) | Each | Conforming relevant IS specification(s) | [12 empty] | #REF! | #REF! | #REF! | 3028.7959 | #REF! | As per Weight | 0 | #DIV/0! | #DIV/0!
| (XXV) 33kv D P Channel ( 100x50x6 mm) 1.3 Meter Long [ GALVANIZED] (26.9 Kgs.) | Each | Conforming relevant IS specification(s) | [12 empty] | #REF! | #REF! | #REF! | 1789.7431 | #REF! | As per Weight | 0 | #DIV/0! | #DIV/0!
| (XXVI) 33 KV D.P Channel (100x50x6 mm)1.3 Meter [NON GALVANIZED] (26.9 Kgs.) | Each | Conforming relevant IS specification(s) | [12 empty] | #REF! | #REF! | #REF! | 1789.7431 | #REF! | As per Weight | 0 | #DIV/0! | #DIV/0!
| (XXVII) 11kv D P Channel ( 75x40x6 mm) [GALVANIZED] (41.3 Kgs.) | Each | Conforming relevant IS specification(s) | [12 empty] | #REF! | #REF! | #REF! | 2746.8 | #REF! | As per Weight | 0 | #DIV/0! | #DIV/0!
| (XXVIII) 11KV D.P Channel (75x40x6mm)[NON GALVANIZED] (41.3 Kgs.) | Each | Conforming relevant IS specification(s) | [12 empty] | #REF! | #REF! | #REF! | 2478 | #REF! | As per Weight | 0 | #DIV/0! | #DIV/0!
| (XXIX) Transformer base Channel (100x50x6 mm)[GALVANIZED] (52.63 Kgs.) | Each | Conforming relevant IS specification(s) | [12 empty] | #REF! | #REF! | #REF! | 3500.341 | #REF! | As per Weight | 0 | #DIV/0! | #DIV/0!
| (XXX) Transformer base Channel (100x50x6 mm) [NON GALVANIZED] (52.63 Kgs.) | Each | Conforming relevant IS specification(s) | [12 empty] | #REF! | #REF! | #REF! | 3500.341 | #REF! | As per Weight | 0 | #DIV/0! | #DIV/0!
| (XXXI) Transformer belting (50x50x6 mm) & belting support (40x40x6 mm)[GALVANIZED] (52.3 Kgs.) | Set | Conforming relevant IS specification(s) | [12 empty] | #REF! | #REF! | #REF! | 3478.3932 | #REF! | As per Weight | 0 | #DIV/0! | #DIV/0!
| (XXXII) Transformer belting (50x50x6 mm) & belting support (40x40x6 mm) [NON GALVANIZED] (52.3 Kgs.) | Set | Conforming relevant IS specification(s) | [12 empty] | #REF! | #REF! | #REF! | 3138 | #REF! | As per Weight | 0 | #DIV/0! | #DIV/0!
| (XXXIII) Belting Angle-A (65x65x6 mm) [GALVANIZED] (31 Kgs.) | Each | Conforming relevant IS specification(s) | [12 empty] | #REF! |  |  | 2061.7627 | #REF! | As per Weight
| (XXXIV) Belting Angle-B (65x65x6 mm) [GALVANIZED] (28 Kgs.) | Each | Conforming relevant IS specification(s) | [12 empty] | #REF! |  |  | 1862.2373 | #REF! | As per Weight
| (XXXV) Back clamp ( 50x6 mm) for V-XRM & & Top Bracket for 13 Mtr. STP [GALVANIZED] (3.2 Kgs.) | Each | Conforming relevant IS specification(s) | [12 empty] | #REF! |  |  | 212.8271 | #REF! | As per Weight
| (XXXVI) Back clamp ( 50x8 mm) for Guarding Angle for 13 Mtr. STP [GALVANIZED] (3.2 Kgs.) | Each | Conforming relevant IS specification(s) | [12 empty] | #REF! |  |  | 212.8271 | #REF! | As per Weight
| (XXXVII) Back clamp ( 50x8 mm) for Guarding Angle for 9 Mtr. PSC Pole [GALVANIZED] (3 Kgs.) | Each | Conforming relevant IS specification(s) | [12 empty] | #REF! |  |  | 199.5254 | #REF! | As per Weight
| (XXXVIII) Back clamp ( 50x6 mm) for 60kg Rail Pole[GALVANIZED] (3.2 Kgs.) | Each | Conforming relevant IS specification(s) | [12 empty] | #REF! | #REF! | #REF! | 212.8271 | #REF! | As per Weight | 0 | #DIV/0! | #DIV/0!
| (XXXIX) Back clamp ( 50x6 mm) for 60kg Rail Pole[NON GALVANIZED] (3.2 Kgs.) | Each | Conforming relevant IS specification(s) | [12 empty] | #REF! | #REF! | #REF! | 192 | #REF! | As per Weight | 0 | #DIV/0! | #DIV/0!
| (XL) Back clamp ( 50x8 mm) for V-XRM & Top Bracket for 9 mtr 400kg PSC Pole[GALVANIZED] (3 Kgs.) | Each | Conforming relevant IS specification(s) | [12 empty] | #REF! |  |  | 199.5254 | #REF! | As per Weight
| (XLI) Back clamp ( 50x6 mm) for V-ARM & Top Bracket 9 mtr 400kg PSC Pole[GALVANIZED] (3 Kgs.) | Each | Conforming relevant IS specification(s) | [12 empty] | #REF! | #REF! | #REF! | 180 | #REF! | As per Weight | 0 | #DIV/0! | #DIV/0!
| (XLII) Back clamp ( 50x6 mm) for 9mtr 400kg PSC Pole[NON GALVANIZED] (3 Kgs.) | Each | Conforming relevant IS specification(s) | [12 empty] | #REF! | #REF! | #REF! | 199.5254 | #REF! | As per Weight | 0 | #DIV/0! | #DIV/0!
| (XLIII) Back Clamp ( 50x6 mm) for 8 mtr 200kg PSC pole[GALVANIZED] (2.8 Kgs.) | Each | Conforming relevant IS specification(s) | [12 empty] | #REF! | #REF! | #REF! | 186.2237 | #REF! | As per Weight | 0 | #DIV/0! | #DIV/0!
| (XLIV) Back Clamp ( 50x6 mm) for 8 mtr 200kg PSC pole[NON GALVANIZED] (2.8 Kgs.) | Each | Conforming relevant IS specification(s) | [12 empty] | #REF! | #REF! | #REF! | 168 | #REF! | As per Weight | 0 | #DIV/0! | #DIV/0!
| (XLV) Back clamp( 50x6 mm) for Tublar Pole[GALVANIZED] (2 Kgs.) | Each | Conforming relevant IS specification(s) | [12 empty] | #REF! | #REF! | #REF! | 133.0169 | #REF! | As per Weight | 0 | #DIV/0! | #DIV/0!
| (XLVI) Back clamp( 50x6 mm) for Tublar Pole[ NON GALVANIZED] (2 Kgs.) | Each | Conforming relevant IS specification(s) | [12 empty] | #REF! | #REF! | #REF! | 120 | #REF! | As per Weight | 0 | #DIV/0! | #DIV/0!
| (XLVII) Support Clamp for V Cross Arm for 60kg Rail Pole[GALVANIZED] (1.6 Kgs. each) | Pair | Conforming relevant IS specification(s) | [12 empty] | #REF! | #REF! | #REF! | 212.8271 | #REF! | As per Weight | 0 | #DIV/0! | #DIV/0!
| (XLVIII) Support Clamp for V Cross Arm for 60kg Rail Pole[ NON GALVANIZED] (1.6 Kgs. each) | Pair | Conforming relevant IS specification(s) | [12 empty] | #REF! | #REF! | #REF! | 192 | #REF! | As per Weight | 0 | #DIV/0! | #DIV/0!
| (XLIX) Support Clamp for V Cross Arm for 9 mtr 400kg PSC pole[GALVANIZED] (1.2 Kgs. each) | Pair | Conforming relevant IS specification(s) | [12 empty] | #REF! | #REF! | #REF! | 159.6203 | #REF! | As per Weight | 0 | #DIV/0! | #DIV/0!
| (L) Support Clamp for V Cross Arm for 9 mtr 400kg PSC pole[ NON GALVANIZED] (1.2 Kgs. each) | Pair | Conforming relevant IS specification(s) | [12 empty] | #REF! | #REF! | #REF! | 144 | #REF! | As per Weight | 0 | #DIV/0! | #DIV/0!
| (LI) Support Clamp for V Cross Arm for 8 mtr 200kg PSC pole[GALVANIZED] (1.08 Kgs. each) | Pair | Conforming relevant IS specification(s) | [12 empty] | #REF! | #REF! | #REF! | 143.6583 | #REF! | As per Weight | 0 | #DIV/0! | #DIV/0!
| (LII) Support Clamp for V Cross Arm for 8 mtr 200kg PSC pole[ NON GALVANIZED] (1.08 Kgs. each) | Pair | Conforming relevant IS specification(s) | [12 empty] | #REF! | #REF! | #REF! | 129.6 | #REF! | As per Weight | 0 | #DIV/0! | #DIV/0!
| (LIII) Support Clamp for V Cross Arm for Tublar Pole[GALVANIZED] (1.4 Kgs. each) | Pair | Conforming relevant IS specification(s) | [12 empty] | #REF! | #REF! | #REF! | 186.2237 | #REF! | As per Weight | 0 | #DIV/0! | #DIV/0!
| (LIV) Support Clamp for V Cross Arm for Tublar Pole[NON GALVANIZED] (1.4 Kgs. each) | Pair | Conforming relevant IS specification(s) | [12 empty] | #REF! | #REF! | #REF! | 168 | #REF! | As per Weight | 0 | #DIV/0! | #DIV/0!
| (LV) Back Clamp-A for Belting Angle (50x8) (1.872 Kgs. each) | Pair | Conforming relevant IS specification(s) | [12 empty] | #REF! |  |  | 249.0077 | #REF! | As per Weight
| (LVI) Back Clamp-B for Belting Angle (50x8) (1.872 Kgs. each) | Pair | Conforming relevant IS specification(s) | [12 empty] | #REF! |  |  | 224.64 | #REF! | As per Weight
| (LVII) Back clamp for 33 kV DP Special type V cross Arm [Galvanised] (3 Kgs. each) | Pair | Conforming relevant IS specification(s) | [12 empty] | #REF! | #REF! | #REF! | 199.5254 | #REF! | As per Weight | 0 | #DIV/0! | #DIV/0!
| (LVIII) Back Clamp (50x6 mm)Jointing/ Packing piece for 60kg Rail Pole [GALVANIZED] (3.7 Kgs.) | Pair | Conforming relevant IS specification(s) | [12 empty] | #REF! | #REF! | #REF! | 246.0814 | #REF! | JBVNL SOR 2018-19 | 0 | #DIV/0! | #DIV/0!
| (LIX) Back Clamp (50x6 mm)Jointing/ Packing piece for 60kg Rail Pole[ NON GALVANIZED] (3.7 Kgs.) | Pair | Conforming relevant IS specification(s) | [12 empty] | #REF! | #REF! | #REF! | 222 | #REF! | JBVNL SOR 2018-19 | 0 | #DIV/0! | #DIV/0!
| (LX) Clamp for Top Channel 50x6 mm flat for 60kg Rail Pole[GALVANIZED] (2.8 Kgs.) | Each | Conforming relevant IS specification(s) | [12 empty] | #REF! | #REF! | #REF! | 186.2237 | #REF! | As per Weight | 0 | #DIV/0! | #DIV/0!
| (LXI) Clamp for Top Channel 50x6 mm flat for 60kg Rail Pole[ NON GALVANIZED] (2.8 Kgs.) | Each | Conforming relevant IS specification(s) | [12 empty] | #REF! | #REF! | #REF! | 168 | #REF! | As per Weight | 0 | #DIV/0! | #DIV/0!
| (LXII) Clamp for Top Channel 50x6 mm flat for 9 mtr 400kg PSC Pole[GALVANIZED] (3 Kgs.) | Each | Conforming relevant IS specification(s) | [12 empty] | #REF! | #REF! | #REF! | 199.5254 | #REF! | JBVNL SOR 2018-19 | 0 | #DIV/0! | #DIV/0!
| (LXIII) Clamp for Top Channel 50x6 mm flat for 9 mtr 400kg PSC Pole[ NON GALVANIZED] (3 Kgs.) | Each | Conforming relevant IS specification(s) | [12 empty] | #REF! | #REF! | #REF! | 180 | #REF! | JBVNL SOR 2018-19 | 0 | #DIV/0! | #DIV/0!
| (LXIV) Clamp for Top Channel 50x6 mm flat for 8 mtr 200kg PSC Pole[GALVANIZED] (2.8 Kgs.) | Each | Conforming relevant IS specification(s) | [12 empty] | #REF! | #REF! | #REF! | 186.2237 | #REF! | JBVNL SOR 2018-19 | 0 | #DIV/0! | #DIV/0!
| (LXV) Clamp for Top Channel 50x6 mm flat for 8 mtr 200kg PSC Pole[ NON GALVANIZED] (2.8 Kgs.) | Each | Conforming relevant IS specification(s) | [12 empty] | #REF! | #REF! | #REF! | 168 | #REF! | JBVNL SOR 2018-19 | 0 | #DIV/0! | #DIV/0!
| (LXVI) Clamp for Top Channel 50x6 mm flat for Tublar Pole[GALVANIZED] (2 Kgs.) | Each | Conforming relevant IS specification(s) | [12 empty] | #REF! | #REF! | #REF! | 133.0169 | #REF! | JBVNL SOR 2018-19 | 0 | #DIV/0! | #DIV/0!
| (LXVII) Clamp for Top Channel 50x6 mm flat for Tublar Pole[ NON GALVANIZED] (2 Kgs.) | Each | Conforming relevant IS specification(s) | [12 empty] | #REF! | #REF! | #REF! | 120 | #REF! | JBVNL SOR 2018-19 | 0 | #DIV/0! | #DIV/0!
| (LXVIII) Clamp for AB Switch Base Channel(50x6 mm) for 60kg Rail Pole[GALVANIZED] (2.4 Kgs.) | Each | Conforming relevant IS specification(s) | [12 empty] | #REF! | #REF! | #REF! | 159.6203 | #REF! | JBVNL SOR 2018-19 | 0 | #DIV/0! | #DIV/0!
| (LXIX) Clamp for AB Switch Base Channel(50x6 mm) for 60kg Rail Pole[ NON GALVANIZED] (2.4 Kgs.) | Each | Conforming relevant IS specification(s) | [12 empty] | #REF! | #REF! | #REF! | 144 | #REF! | JBVNL SOR 2018-19 | 0 | #DIV/0! | #DIV/0!
| (LXX) Clamp for AB Switch Base Channel (50x6 mm) for 9 mtr 400kg PSC Pole[ GALVANIZED] | Each | Conforming relevant IS specification(s) | [12 empty] | #REF! | #REF! | #REF! | 186.2237 | #REF! | JBVNL SOR 2018-19 | 0 | #DIV/0! | #DIV/0!
| (LXXI) Clamp for AB Switch Base Channel (50x6 mm) for 9 mtr 400kg PSC Pole[ NON GALVANIZED] | Each | Conforming relevant IS specification(s) | [12 empty] | #REF! | #REF! | #REF! | 168 | #REF! | JBVNL SOR 2018-19 | 0 | #DIV/0! | #DIV/0!
| (LXXII) Clamp for AB Switch Base Channel (50x6 mm) for 8 mtr 200kg PSC Pole[ GALVANIZED] | Each | Conforming relevant IS specification(s) | [12 empty] | #REF! | #REF! | #REF! | 172.922 | #REF! | As per Weight | 0 | #DIV/0! | #DIV/0!
| (LXXIII) Clamp for AB Switch Base Channel (50x6 mm) for 8 mtr 200kg PSC Pole[ NON GALVANIZED] | Each | Conforming relevant IS specification(s) | [12 empty] | #REF! | #REF! | #REF! | 156 | #REF! | As per Weight | 0 | #DIV/0! | #DIV/0!
| (LXXIV) Clamp for AB Switch Base Channel (50x6 mm) for tublar Pole [GALVANIZED] | Each | Conforming relevant IS specification(s) | [12 empty] | #REF! | #REF! | #REF! | 139.6678 | #REF! | As per Weight | 0 | #DIV/0! | #DIV/0!
| (LXXV) Clamp for AB Switch Base Channel (50x6 mm) for tublar Pole [NON GALVANIZED] | Each | Conforming relevant IS specification(s) | [12 empty] | #REF! | #REF! | #REF! | 126 | #REF! | As per Weight | 0 | #DIV/0! | #DIV/0!
| (LXXVI) MS Channel (75x40x6 mm)for supporting H.G fuse & L.A [GALVANIZED] (19.3 Kgs.) | Each | Conforming relevant IS specification(s) | [12 empty] | #REF! | #REF! | #REF! | 1283.6136 | #REF! | As per Weight | 0 | #DIV/0! | #DIV/0!
| (LXXVII) MS Channel (75x40x6 mm)for supporting H.G fuse & L.A [ NON GALVANIZED] (19.3 Kgs.) | Each | Conforming relevant IS specification(s) | [12 empty] | #REF! | #REF! | #REF! | 1158 | #REF! | As per Weight | 0 | #DIV/0! | #DIV/0!
| (LXXVIII) Clamp (50 x 6 mm) for Transformer base channel [GALVANIZED] (3.2 Kgs.) | Each | Conforming relevant IS specification(s) | [12 empty] | #REF! | #REF! | #REF! | 212.8271 | #REF! | As per Weight | 0 | #DIV/0! | #DIV/0!
| (LXXIX) Clamp (50 x 6 mm) for Transformer base channel [NON GALVANIZED] (3.2 Kgs.) | Each | Conforming relevant IS specification(s) | [12 empty] | #REF! | #REF! | #REF! | 212.8271 | #REF! | As per Weight | 0 | #DIV/0! | #DIV/0!
| (LXXX) Clamp (50 x 6 mm) for Transformer belting [ GALVANIZED] (1.872 Kgs.) | Each | Conforming relevant IS specification(s) | [12 empty] | #REF! | #REF! | #REF! | 124.5039 | #REF! | As per Weight | 0 | #DIV/0! | #DIV/0!
| (LXXXI) Clamp (50 x 6 mm) for Transformer belting [NON GALVANIZED] (1.872 Kgs.) | Each | Conforming relevant IS specification(s) | [12 empty] | #REF! | #REF! | #REF! | 112.32 | #REF! | As per Weight | 0 | #DIV/0! | #DIV/0!
| (LXXXII) Clamp (50 x 6 mm) for LT bus & H.G fuse set [GALVANIZED] (1.872 Kgs.) | Each | Conforming relevant IS specification(s) | [12 empty] | #REF! | #REF! | #REF! | 124.5039 | #REF! | As per Weight | 0 | #DIV/0! | #DIV/0!
| (LXXXIII) Clamp (50 x 6 mm) for LT bus & H.G fuse set [NON GALVANIZED] (1.872 Kgs.) | Each | Conforming relevant IS specification(s) | [12 empty] | #REF! | #REF! | #REF! | 112.32 | #REF! | As per Weight | 0 | #DIV/0! | #DIV/0!
| (LXXXIV) D P Channel Support Clamp ( 50x6 mm) feet (1 pair = 1 set) for 60kg Rail Pole[GALVANIZED] (2.25 Kgs. each) | Each | Conforming relevant IS specification(s) | [12 empty] | #REF! | #REF! | #REF! | 299.2881 | #REF! | As per Weight | 0 | #DIV/0! | #DIV/0!
| (LXXXV) D.P Channel support clamp (50x6 mm)) for 60kg Rail Pole [NON GALVANIZED] (2.25 Kgs. each) | Each | Conforming relevant IS specification(s) | [12 empty] | #REF! | #REF! | #REF! | 270 | #REF! | JBVNL SOR 2018-19 | 0 | #DIV/0! | #DIV/0!
| (LXXXVI) D P Channel Support Clamp ( 50x6 mm) feet ( 1 pair = 1 set ) for 9 mtr 400kg PSC Pole[GALVANIZED] (1.5 Kgs. each) | Each | Conforming relevant IS specification(s) | [12 empty] | #REF! | #REF! | #REF! | 199.5254 | #REF! | As per Weight | 0 | #DIV/0! | #DIV/0!
| (LXXXVII) D.P Channel support clamp (50x6 mm)for 9 mtr 400kg PSC Pole[NON GALVANIZED] (1.5 Kgs. each) | Each | Conforming relevant IS specification(s) | [12 empty] | #REF! | #REF! | #REF! | 180 | #REF! | As per Weight | 0 | #DIV/0! | #DIV/0!
| (LXXXVIII) D P Channel Support Clamp ( 50x6 mm) feet ( 1 pair = 1 set ) for 8 mtr 200kg PSC Pole[GALVANIZED] (1.1 Kgs. each) | Each | Conforming relevant IS specification(s) | [12 empty] | #REF! | #REF! | #REF! | 146.3186 | #REF! | As per Weight | 0 | #DIV/0! | #DIV/0!
| (LXXXIX) D.P Channel support clamp (50x6 mm)for 8 mtr 200kg PSC Pole [NONGALVANIZED] (1.1 Kgs. each) | Each | Conforming relevant IS specification(s) | [12 empty] | #REF! | #REF! | #REF! | 132 | #REF! | As per Weight | 0 | #DIV/0! | #DIV/0!
| (XC) D P Channel Support Clamp ( 50x6 mm) feet ( 1 pair = 1 set ) for Tublar Pole[GALVANIZED] (4.5 Kgs. each) | Each | Conforming relevant IS specification(s) | [12 empty] | #REF! | #REF! | #REF! | 299.2881 | #REF! | As per Weight | 0 | #DIV/0! | #DIV/0!
| (XCI) D P Channel Support Clamp ( 50x6 mm) feet ( 1 pair = 1 set ) for Tublar Pole [NON GALVANIZED] (4.5 Kgs. each) | Each | Conforming relevant IS specification(s) | [12 empty] | #REF! | #REF! | #REF! | 270 | #REF! | As per Weight | 0 | #DIV/0! | #DIV/0!
| (XCII) D P Channel Clamp ( 40x6 mm ) flat for 60 kg Rail Pole[GALVANIZED] (1.92 Kgs.) | Each | Conforming relevant IS specification(s) | [12 empty] | #REF! | #REF! | #REF! | 127.6963 | #REF! | As per Weight | 0 | #DIV/0! | #DIV/0!
| (XCIII) D P Channel Clamp ( 40x6 mm ) flat for 60 kg Rail Pole[ NON GALVANIZED] (1.92 Kgs.) | Each | Conforming relevant IS specification(s) | [12 empty] | #REF! | #REF! | #REF! | 115.2 | #REF! | As per Weight | 0 | #DIV/0! | #DIV/0!
| (XCIV) D P Channel Clamp ( 40x6 mm ) flat 9 mtr 400kg PSC Pole[GALVANIZED] (1.92 Kgs.) | Each | Conforming relevant IS specification(s) | [12 empty] | #REF! | #REF! | #REF! | 127.6963 | #REF! | As per Weight | 0 | #DIV/0! | #DIV/0!
| (XCV) D P Channel Clamp ( 40x6 mm ) flat 9 mtr 400kg PSC Pole[ NON GALVANIZED] (1.92 Kgs.) | Each | Conforming relevant IS specification(s) | [12 empty] | #REF! | #REF! | #REF! | 115.2 | #REF! | As per Weight | 0 | #DIV/0! | #DIV/0!
| (XCVI) D P Channel Clamp ( 40x6 mm ) flat 8 mtr 200kg PSC Pole[GALVANIZED] (1.08 Kgs.) | Each | Conforming relevant IS specification(s) | [12 empty] | #REF! | #REF! | #REF! | 71.8292 | #REF! | As per Weight | 0 | #DIV/0! | #DIV/0!
| (XCVII) D P Channel Clamp ( 40x6 mm ) flat 8 mtr 200kg PSC Pole[ NON GALVANIZED] (1.08 Kgs.) | Each | Conforming relevant IS specification(s) | [12 empty] | #REF! | #REF! | #REF! | 64.8 | #REF! | As per Weight | 0 | #DIV/0! | #DIV/0!
| (XCVIII) D P Channel Clamp ( 40x6 mm ) flat for Tublar Pole[GALVANIZED] (1.8 Kgs.) | Each | Conforming relevant IS specification(s) | [12 empty] | #REF! | #REF! | #REF! | 119.7153 | #REF! | As per Weight | 0 | #DIV/0! | #DIV/0!
| (XCIX) D P Channel Clamp ( 40x6 mm ) flat for Tublar Pole[ NON GALVANIZED] (1.8 Kgs.) | Each | Conforming relevant IS specification(s) | [12 empty] | #REF! | #REF! | #REF! | 108 | #REF! | As per Weight | 0 | #DIV/0! | #DIV/0!
| (C) 33kv Cross Bracing for D P Structure (50x50x6) [GALVANIZED] (64.3 Kgs.) | Each | Conforming relevant IS specification(s) | [12 empty] | #REF! | #REF! | #REF! | 4276.4949 | #REF! | As per Weight | 0 | #DIV/0! | #DIV/0!
| (CI) 33 KV Cross bracing for DP Channel[ NON GALVANIZED] (64.3 Kgs.) | Each | Conforming relevant IS specification(s) | [12 empty] | #REF! | #REF! | #REF! | 3858 | #REF! | As per Weight | 0 | #DIV/0! | #DIV/0!
| (CII) 11 KV Cross bracing for D P Structure[GALVANIZED] (51.7 Kgs.) | Each | Conforming relevant IS specification(s) | [12 empty] | #REF! | #REF! | #REF! | 3438.4881 | #REF! | As per Weight | 0 | #DIV/0! | #DIV/0!
| (CIII) 11 KV Cross bracing for D P Structure[NON GALVANIZED] (51.7 Kgs.) | Each | Conforming relevant IS specification(s) | [12 empty] | #REF! | #REF! | #REF! | 3102 | #REF! | As per Weight | 0 | #DIV/0! | #DIV/0!
| (CIV) Clamp for Cross Bracing Set of 2 pair for 60kg Rail Pole[GALVANIZED] (1.872 Kgs. each) | Set | Conforming relevant IS specification(s) | [12 empty] | #REF! | #REF! | #REF! | 249.0077 | #REF! | As per Weight | 0 | #DIV/0! | #DIV/0!
| (CV) Clamp for cross bracing Set of 2 pair for 60kg Rail Pole[NON GALVANIZED] (1.872 Kgs. each) | Set | Conforming relevant IS specification(s) | [12 empty] | #REF! | #REF! | #REF! | 224.64 | #REF! | As per Weight | 0 | #DIV/0! | #DIV/0!
| (CVI) Clamp for Cross Bracing Set of 2 pair for 9 mtr 400kg PSC Pole[GALVANIZED] (1.3 Kgs.) | Set | Conforming relevant IS specification(s) | [12 empty] | #REF! | #REF! | #REF! | 172.922 | #REF! | As per Weight | 0 | #DIV/0! | #DIV/0!
| (CVII) Clamp for Cross Bracing Set of 2 pair for 9 mtr 400kg PSC Pole[ NON GALVANIZED] (1.3 Kgs.) | Set | Conforming relevant IS specification(s) | [12 empty] | #REF! | #REF! | #REF! | 156 | #REF! | As per Weight | 0 | #DIV/0! | #DIV/0!
| (CVIII) Clamp for Cross bracing Set of 2 Pair for 8 mtr 200kg PSC pole[GALVANIZED] (1.2 Kgs.) | Set | Conforming relevant IS specification(s) | [12 empty] | #REF! | #REF! | #REF! | 159.6203 | #REF! | As per Weight | 0 | #DIV/0! | #DIV/0!
| (CIX) Clamp for Cross bracing Set of 2 Pair for 8 mtr 200kg PSC pole NON [GALVANIZED] (1.2 Kgs.) | Set | Conforming relevant IS specification(s) | [12 empty] | #REF! | #REF! | #REF! | 144 | #REF! | As per Weight | 0 | #DIV/0! | #DIV/0!
| (CX) Clamp for Cross Bracing Set of 2 pair for Tublar Pole[GALVANIZED] (1.75 Kgs.) | Set | Conforming relevant IS specification(s) | [12 empty] | #REF! | #REF! | #REF! | 232.7797 | #REF! | As per Weight | 0 | #DIV/0! | #DIV/0!
| (CXI) Clamp for Cross Bracing Set of 2 pair for Tublar Pole[ NON GALVANIZED] (1.75 Kgs.) | Set | Conforming relevant IS specification(s) | [12 empty] | #REF! | #REF! | #REF! | 210 | #REF! | As per Weight | 0 | #DIV/0! | #DIV/0!
| (CXII) Support clamp for Cross Bracing for 60kg Rail Pole[GALVANIZED] (2.5 Kgs. each) | Pair | Conforming relevant IS specification(s) | [12 empty] | #REF! | #REF! | #REF! | 332.5424 | #REF! | As per Weight | 0 | #DIV/0! | #DIV/0!
| (CXIII) Support clamp for Cross Bracing for 60kg Rail Pole[ NON GALVANIZED] (2.5 Kgs. each) | Pair | Conforming relevant IS specification(s) | [12 empty] | #REF! | #REF! | #REF! | 300 | #REF! | As per Weight | 0 | #DIV/0! | #DIV/0!
| (CXIV) Support clamp for Cross Bracing for 9 mtr 400kg PSC Pole[GALVANIZED] (2.33 Kgs. each) | Pair | Conforming relevant IS specification(s) | [12 empty] | #REF! | #REF! | #REF! | 309.9295 | #REF! | As per Weight | 0 | #DIV/0! | #DIV/0!
| (CXV) Support clamp for Cross Bracing for 9 mtr 400kg PSC Pole[ NON GALVANIZED] (2.33 Kgs. Each) | Pair | Conforming relevant IS specification(s) | [12 empty] | #REF! | #REF! | #REF! | 279.6 | #REF! | As per Weight | 0 | #DIV/0! | #DIV/0!
| (CXVI) Support clamp for Cross Bracing for 8 mtr 200kg PSC Pole[GALVANIZED] (1.68 Kgs. each) | Pair | Conforming relevant IS specification(s) | [12 empty] | #REF! | #REF! | #REF! | 223.4685 | #REF! | As per Weight | 0 | #DIV/0! | #DIV/0!
| (CXVII) Support clamp for Cross Bracing for 8 mtr 200kg PSC Pole[NON GALVANIZED] (1.68 Kgs. each) | Pair | Conforming relevant IS specification(s) | [12 empty] | #REF! | #REF! | #REF! | 201.6 | #REF! | As per Weight | 0 | #DIV/0! | #DIV/0!
| (CXVIII) Support clamp for Cross Bracing for Tublar Pole[GALVANIZED] (2.1 Kgs. each) | Pair | Conforming relevant IS specification(s) | [12 empty] | #REF! | #REF! | #REF! | 279.3356 | #REF! | As per Weight | 0 | #DIV/0! | #DIV/0!
| (CXIX) Support clamp for Cross Bracing for Tublar Pole[NON GALVANIZED] (2.1 Kgs. each) | Pair | Conforming relevant IS specification(s) | [12 empty] | #REF! | #REF! | #REF! | 252 | #REF! | As per Weight | 0 | #DIV/0! | #DIV/0!
| (CXX) Angle/side Stay Clamp (50x8 mm) for 13 Mtr. STP Pole [GALVANIZED] (2.1 Kgs.) | Pair | Conforming relevant IS specification(s) | [12 empty] | #REF! |  |  | 139.6678 | #REF! | As per Weight
| (CXXI) Angle/side Stay Clamp (50x6 mm) for 60kg Rail Pole [GALVANIZED] (1.92 Kgs.) | Set | Conforming relevant IS specification(s) | [12 empty] | #REF! | #REF! | #REF! | 127.6963 | #REF! | As per Weight | 0 | #DIV/0! | #DIV/0!
| (CXXII) Angle /Side Stay clamp (50x6 mm) for 60kg Rail Pole [NON GALVANIZED] (1.92 Kgs.) | Set | Conforming relevant IS specification(s) | [12 empty] | #REF! | #REF! | #REF! | 115.2 | #REF! | As per Weight | 0 | #DIV/0! | #DIV/0!
| (CXXIII) Angle/side Stay Clamp ( 50x10 mm) for 9 mtr 400kg PSC Pole[GALVANIZED] (1.92 Kgs.) | Set | Conforming relevant IS specification(s) | [12 empty] | #REF! | #REF! | #REF! | 127.6963 | #REF! | As per Weight | 0 | #DIV/0! | #DIV/0!
| (CXXIV) Angle/side Stay Clamp ( 50x10 mm) for 9 mtr 400kg PSC Pole[ NON GALVANIZED] (1.92 Kgs.) | Set | Conforming relevant IS specification(s) | [12 empty] | #REF! | #REF! | #REF! | 115.2 | #REF! | As per Weight | 0 | #DIV/0! | #DIV/0!
| (CXXV) Angle/side Stay Clamp ( 50x6 mm) for 8 mtr 200kg PSC Pole[GALVANIZED] (1.08 Kgs.) | Set | Conforming relevant IS specification(s) | [12 empty] | #REF! | #REF! | #REF! | 71.8292 | #REF! | As per Weight | 0 | #DIV/0! | #DIV/0!
| (CXXVI) Angle/side Stay Clamp ( 50x6 mm) for 8 mtr 200kg PSC Pole[ NON GALVANIZED] (1.08 Kgs.) | Set | Conforming relevant IS specification(s) | [12 empty] | #REF! | #REF! | #REF! | 64.8 | #REF! | As per Weight | 0 | #DIV/0! | #DIV/0!
| (CXXVII) Angle/side Stay Clamp ( 50x6 mm) for Tublar Pole[GALVANIZED] (1.92 Kgs.) | Set | Conforming relevant IS specification(s) | [12 empty] | #REF! | #REF! | #REF! | 127.6963 | #REF! | As per Weight | 0 | #DIV/0! | #DIV/0!
| (CXXVIII) Angle/side stay clamp (50 x 6 mm)for Tublar Pole[ NON GALVANIZED] (1.92 Kgs.) | Set | Conforming relevant IS specification(s) | [12 empty] | #REF! | #REF! | #REF! | 115.2 | #REF! | As per Weight | 0 | #DIV/0! | #DIV/0!
| (CXXIX) clamp for G.I. Pipe (2.02 Kgs.) | Set | Conforming relevant IS specification(s) | [12 empty] | #REF! | #REF! | #REF! | 134.3471 | #REF! | As per Weight | 0 | #DIV/0! | #DIV/0!
| (CXXX) GI Flat (75x6 mm)[ GALVANIZED] (1.1 Kgs.) | Kg | Conforming relevant IS specification(s) | [12 empty] | #REF! | #REF! | #REF! | 73.1593 | #REF! | As per Weight | 0 | #DIV/0! | #DIV/0!
| (CXXXI) MS Flat (75x6 mm)[ NON GALVANIZED] (1.1 Kgs.) | Kg | Conforming relevant IS specification(s) | [12 empty] | #REF! | #REF! | #REF! | 66 | #REF! | As per Weight | 0 | #DIV/0! | #DIV/0!
| (CXXXII) Earth clamp for earthwire (50 x 6 mm)[GALVANIZED] (1.8 Kgs.) | Set | Conforming relevant IS specification(s) | [12 empty] | #REF! | #REF! | #REF! | 119.7153 | #REF! | As per Weight | 0 | #DIV/0! | #DIV/0!
| (CXXXIII) Earth clamp for earthwire (50 x 6 mm)[ NON GALVANIZED] (1.8 Kgs.) | Set | Conforming relevant IS specification(s) | [12 empty] | #REF! | #REF! | #REF! | 108 | #REF! | As per Weight | 0 | #DIV/0! | #DIV/0!
| (CXXXIV) MS Angle for LT Distribution bus (50x50x6 mm) [GALVANIZED] | Each | Conforming relevant IS specification(s) | [12 empty] | 0 | #REF! | #REF! | 498.8136 | #DIV/0! | As per Weight | 0 | #DIV/0! | #DIV/0!
| (CXXXV) MS Angle for L T distribution bus (50x50x6 mm)[ NON GALVANIZED] | Each | Conforming relevant IS specification(s) | [12 empty] | 0 | #REF! | #REF! | 450 | #DIV/0! | As per Weight | 0 | #DIV/0! | #DIV/0!
| (CXXXVI) LT Bracket Vertical formation | Each | Conforming relevant IS specification(s) | [12 empty] | #REF! | #REF! | #REF! | 432.3051 | #REF! | As per Weight | 0 | #DIV/0! | #DIV/0!
| (CXXXVII) LT Bracket for tapping point | Each | Conforming relevant IS specification(s) | [12 empty] | #REF! | #REF! | #REF! | 465.5593 | #REF! | As per Weight | 0 | #DIV/0! | #DIV/0!
| (CXXXVIII) LT Angle Bracket (50x50x6 mm)[GALVANIZED] | Each | Conforming relevant IS specification(s) | [12 empty] | 0 | #REF! | #REF! | 365.7966 | #DIV/0! | As per Weight | 0 | #DIV/0! | #DIV/0!
| (CXXXIX) LT Angle bracket (50x50x6 mm)[ NON GALVANIZED] | Each | Conforming relevant IS specification(s) | [12 empty] | 0 | #REF! | #REF! | 330 | #DIV/0! | As per Weight | 0 | #DIV/0! | #DIV/0!
| (CXL) Pole clamp for I hook B type (0.8 Kgs. each) | Pair | Conforming relevant IS specification(s) | [12 empty] | #REF! | #REF! | #REF! | 106.4136 | #REF! | As per Weight | 0 | #DIV/0! | #DIV/0!
| (CXLI) LT Back clamp (50 x 6 mm) for LT angle[GALVANIZED] (0.55 Kgs. each) | Pair | Conforming relevant IS specification(s) | [12 empty] | #REF! | #REF! | #REF! | 73.1593 | #REF! | JBVNL SOR 2018-19 | 0 | #DIV/0! | #DIV/0!
| (CXLII) LT Back clamp (50 x 6 mm) for LT angle[ NON GALVANIZED] (0.55 Kgs. each) | Pair | Conforming relevant IS specification(s) | [12 empty] | #REF! | #REF! | #REF! | 66 | #REF! | JBVNL SOR 2018-19 | 0 | #DIV/0! | #DIV/0!
| (CVLIII) "U" clamp (40 x 6 mm)[GALVANIZED] (1.46 Kgs.) | Pair | Conforming relevant IS specification(s) | [12 empty] | #REF! | #REF! | #REF! | 48.5512 | #REF! | As per Weight | 0 | #DIV/0! | #DIV/0!
| (CLXIV) "U" clamp (40 x 6 mm)[ NON GALVANIZED] (1.46 Kgs.) | Pair | Conforming relevant IS specification(s) | [12 empty] | #REF! | #REF! | #REF! | 43.8 | #REF! | As per Weight | 0 | #DIV/0! | #DIV/0!
| (CLXV) 50 x 6 mm Galvanized GI flat (risers) | Kg | Conforming relevant IS specification(s) | [12 empty] | #REF! | #REF! | #REF! | 66.5 | #REF! | NBPDCL SOR 2020-21 | 0 | #DIV/0! | #DIV/0!
| (CLXVI) 25 x 3 mm Galvanized GI flat (risers) | Kg | Conforming relevant IS specification(s) | [12 empty] | #REF! | #REF! | #REF! | 66.5 | #REF! | NBPDCL SOR 2020-21 | 0 | #DIV/0! | #DIV/0!
M1655 | Fuse | [15 empty] | #REF! | #REF! |  | #DIV/0! |  |  | #DIV/0! | #DIV/0!
| (I) 11 KV D.O. Fuse unit (polymer type) | Each | Conforming relevant IS specification(s) |  |  |  |  | 1405.9322 | 1365.4661 |  | 3950 |  |  |  |  | #REF! | #REF! | #REF! | #REF! | #REF! | JBVNL SOR 2018-19 | 3 | 2240.4661 | #REF!
| (II) 33 KV D.O. Fuse unit (polymer type) | Each | Conforming relevant IS specification(s) |  |  | 1630 |  |  | 1954.1864 | [6 empty] | #REF! | #REF! | #REF! | #REF! | #REF! | JBVNL SOR 2018-19 | 2 | 1792.0932 | #REF!
| (III) 33 KV H.G. Fuse unit (polymer type) | Each | Conforming relevant IS specification(s) | [12 empty] | #REF! |  |  | #REF! | #REF! | JBVNL SOR 2018-19
| (IV) 11 KV H.G. Fuse unit (polymer type) | Each | Conforming relevant IS specification(s) | [12 empty] | #REF! |  |  | #REF! | #REF! | JBVNL SOR 2018-19
M1656 | Electrical Conduit (Pipes) | [14 empty] | #REF! | #REF! | #REF! |  | #REF! | #REF! |  | #DIV/0! | #DIV/0!
| (I) GI Pipe 4" Medium duty (B Class) | Mtr | Conforming relevant IS specification(s) | [12 empty] | #REF! | #REF! | #REF! | #REF! | #REF! | JBVNL SOR 2018-19 | 0 | #DIV/0! | #DIV/0!
| (II) GI Pipe 6" Medium duty (B Class) | Mtr | Conforming relevant IS specification(s) | [12 empty] | #REF! | #REF! | #REF! | #REF! | #REF! | JBVNL SOR 2018-19 | 0 | #DIV/0! | #DIV/0!
| (III) GI Pipe 8" Medium duty ( B Class) | Mtr | Conforming relevant IS specification(s) | [12 empty] | #REF! | #REF! | #REF! | #REF! | #REF! | JBVNL SOR 2018-19 | 0 | #DIV/0! | #DIV/0!
| (IV) Hume Pipe - RCC Pipe 100 mm (NP2 Class) | Mtr | Conforming relevant IS specification(s) | [12 empty] | #REF! | #REF! | #REF! | #REF! | #REF! | JBVNL SOR 2018-19 | 0 | #DIV/0! | #DIV/0!
| (V) Hume Pipe - RCC Pipe 150 mm (NP2 Class) | Mtr | Conforming relevant IS specification(s) |  |  | 393 | [9 empty] | #REF! | #REF! | #REF! | #REF! | #REF! | JBVNL SOR 2018-19 | 1 | 393 | #REF!
| (VI) Hume Pipe - RCC Pipe 200 mm (NP3 Class) | Mtr | Conforming relevant IS specification(s) | [12 empty] | #REF! | #REF! | #REF! | #REF! | #REF! | JBVNL SOR 2018-19 | 0 | #DIV/0! | #DIV/0!
| (V) HDPE Pipe - 110 mm /4'' PE 63 grade | Mtr | Conforming relevant IS specification(s) | [12 empty] | #REF! |  |  | 290 | #REF! | JBVNL SOR 2018-19
| (VI) HDPE Pipe - 160 mm /6'' PE 63 grade | Mtr | Conforming relevant IS specification(s) | [12 empty] | #REF! |  |  | 360 | #REF! | JBVNL SOR 2018-19
| (VII) HDPE Pipe - 200 mm /8'' PE 63 grade | Mtr | Conforming relevant IS specification(s) | [12 empty] | #REF! |  |  | 824 | #REF! | JBVNL SOR 2018-19
M1657 | Heat Shrinkable Kit | [14 empty] | #REF! | #REF! | #REF! |  | #REF! | #REF! |  | #DIV/0! | #DIV/0!
| (I) 33 KV 3-core XLPE UG cable Heat shrinkable straight through Jointing kit suitable for 400 mm2 | Set | Conforming relevant IS specification(s) |  |  | 31412 |  |  | 55917.7966 | [6 empty] | #REF! | #REF! | #REF! | #REF! | #REF! | MP SOR 2019-20 | 2 | 43664.8983 | #REF!
| (II) 33 KV 3-core XLPE UG cable Heat shrinkable straight through Jointing kit suitable for 300 mm2 | Set | Conforming relevant IS specification(s) |  |  | 31412 |  |  | 55917.7966 | [6 empty] | #REF! | #REF! | #REF! | #REF! | #REF! | MP SOR 2019-20 | 2 | 43664.8983 | #REF!
| (III) 33 KV 3-core XLPE UG cable Heat shrinkable straight through Jointing kit suitable for 240mm2 | Set | Conforming relevant IS specification(s) |  |  | 30097 |  |  | 49934.4661 | [6 empty] | #REF! | #REF! | #REF! | #REF! | #REF! | MP SOR 2019-20 | 2 | 40015.7331 | #REF!
| (IV) 33 KV 3-core XLPE UG cable Heat shrinkable straight through Jointing kit suitable for 185 mm2 | Set | Conforming relevant IS specification(s) |  |  | 27187 |  |  | 49934.4661 | [6 empty] | #REF! | #REF! | #REF! | #REF! | #REF! | MP SOR 2019-20 | 2 | 38560.7331 | #REF!
| (V) 33 KV 3-core heat shrikable straight through Cable jointing kit for 150-95 mm2 | Set | Conforming relevant IS specification(s) |  |  | 23624 | [9 empty] | #REF! |  |  | #REF! | #REF! | MP SOR 2019-20
| (VI) 33 KV 3-core heat shrikable straight through Cable jointing kit for 70-35 mm2 | Set | Conforming relevant IS specification(s) |  |  | 16536 | [9 empty] | #REF! |  |  | #REF! | #REF! | MP SOR 2019-20
| (VII) 33 kV termination kit for 1Core x 400mm2 | Set | Conforming relevant IS specification(s) | [5 empty] | 29845.7627 | [6 empty] | #REF! | #REF! | #REF! | 3000 | #REF! | Market Rate | 1 | 29845.7627 | #REF!
| (VIII) 33 KV 3-core heat shrinkable Out door type Cable termination kit for 400mm2 | Set | Conforming relevant IS specification(s) |  |  | 33468 | [9 empty] | #REF! |  |  | 4100 | #REF! | JBVNL SOR 2018-19 (With 9% escalation from 2018)
| (IX) 33 KV 3-core heat shrinkable Out door type Cable termination kit for 300 mm2 | Set | Conforming relevant IS specification(s) |  |  | 27077 | [9 empty] | #REF! |  |  | 4100 | #REF! | JBVNL SOR 2018-19 (With 9% escalation from 2018)
| (X) 33 KV 3-core heat shrinkable Out door type Cable termination kit for 240 mm2 | Set | Conforming relevant IS specification(s) |  |  | 15081 | [9 empty] | #REF! |  |  | 4100 | #REF! | JBVNL SOR 2018-19 (With 9% escalation from 2018)
| (XI) 33 KV 3-core heat shrinkable Out door type Cable termination kit for 185 mm2 | Set | Conforming relevant IS specification(s) |  |  | 13832 | [9 empty] | #REF! |  |  | 4100 | #REF! | JBVNL SOR 2018-19 (With 9% escalation from 2018)
| (XII) 33 KV 3-core heat shrinkable Out door type Cable termination kit for 120 mm2 | Set | Conforming relevant IS specification(s) |  |  | 13302 | [9 empty] | #REF! |  |  | 4100 | #REF! | JBVNL SOR 2018-19 (With 9% escalation from 2018)
| (XIII) 33 KV 3-core heat shrikable Out door Cable termination kit for 95-70 mm2 | Set | Conforming relevant IS specification(s) |  |  | 12176 | [9 empty] | #REF! |  |  | 4100 | #REF! | JBVNL SOR 2018-19 (With 9% escalation from 2018)
| (XIV) 33 KV 3-core heat shrikable Indoor Cable termination kit for 400mm2 | Set | Conforming relevant IS specification(s) | [12 empty] | #REF! |  |  | 4100 | #REF! | JBVNL SOR 2018-19 (With 9% escalation from 2018)
| (XV) 33 KV 3-core heat shrikable Indoor Cable termination kit for 300 mm2 | Set | Conforming relevant IS specification(s) |  |  | 26032 | [9 empty] | #REF! |  |  | 4100 | #REF! | JBVNL SOR 2018-19 (With 9% escalation from 2018)
| (XVI) 33 KV 3-core heat shrikable Indoor Cable termination kit for 240 mm2 | Set | Conforming relevant IS specification(s) |  |  | 10841 | [9 empty] | #REF! |  |  | 4100 | #REF! | JBVNL SOR 2018-19 (With 9% escalation from 2018)
| (XVII) 33 KV 3-core heat shrikable Indoor Cable termination kit for 185 mm2 | Set | Conforming relevant IS specification(s) | [12 empty] | #REF! |  |  | 4100 | #REF! | JBVNL SOR 2018-19 (With 9% escalation from 2018)
| (XVIII) 33 KV 3-core heat shrikable Indoor Cable termination kit for 120 mm2 | Set | Conforming relevant IS specification(s) |  |  | 10097 | [9 empty] | #REF! |  |  | 4100 | #REF! | JBVNL SOR 2018-19 (With 9% escalation from 2018)
| (XIX) 33 KV 3-core heat shrikable Indoor Cable termination kit for 95-70 mm2 | Set | Conforming relevant IS specification(s) |  |  | 7637 | [9 empty] | #REF! |  |  | 4100 | #REF! | JBVNL SOR 2018-19 (With 9% escalation from 2018)
| (XX) 33 KV 3-core heat shrikable Indoor Cable termination kit for 50-25 mm2 | Set | Conforming relevant IS specification(s) | [12 empty] | #REF! |  |  | 3500 | #REF! | JBVNL SOR 2018-19 (With 9% escalation from 2018)
| (XXI) In door Heat Shrink type Cable Termination kit 11kV HT XLPECable-1Cx 630 sqmm (armoured) | Set | Conforming relevant IS specification(s) |  |  | 1828 | [9 empty] | #REF! | #REF! | #REF! | #REF! | #REF! | MP SOR 2019-20 | 1 | 1828 | #REF!
| (XXII) Out door Heat Shrink type Cable termination kit 11kV HT XLPECable-1Cx 630 sqmm (armoured) | Set | Conforming relevant IS specification(s) |  |  | 1828 | [9 empty] | #REF! | #REF! | #REF! | #REF! | #REF! | MP SOR 2019-20 | 1 | 1828 | #REF!
| (XXIII) 11 KV 3-core heat shrinkable Straight through Cable Jointing kit 400 mm2 | Set | Conforming relevant IS specification(s) | [5 empty] | 17416.4068 | [6 empty] | #REF! |  |  | #REF! | #REF! | JBVNL SOR 2018-19
| (XXIV) 11 KV 3-core heat shrinkable Straight through Cable Jointing kit 300 mm2 | Set | Conforming relevant IS specification(s) |  |  | 15083 | [9 empty] | #REF! | #REF! | #REF! | #REF! | #REF! | JBVNL SOR 2018-19
| (XXV) 11 KV 3-core heat shrinkable Straight through Cable Jointing kit 240 mm2 | Set | Conforming relevant IS specification(s) |  |  | 13927 | [9 empty] | #REF! | #REF! | #REF! | #REF! | #REF! | JBVNL SOR 2018-19
| (XXVI) 11 KV 3-core heat shrinkable Straight through Cable Jointing kit 185 mm2 | Set | Conforming relevant IS specification(s) |  |  | 12877 | [9 empty] | #REF! | #REF! | #REF! | #REF! | #REF! | JBVNL SOR 2018-19
| (XXVII) 11 KV 3-core heat shrinkable Straight through Cable Jointing kit 95-150 mm2 | Set | Conforming relevant IS specification(s) |  |  | 12185 | [9 empty] | #REF! | #REF! | #REF! | #REF! | #REF! | JBVNL SOR 2018-19
| (XXVIII) 11 KV 3-core heat shrinkable Straight through Cable Jointing kit 70-35 mm2 | Set | Conforming relevant IS specification(s) |  |  | 8981 | [9 empty] | #REF! | #REF! | #REF! | #REF! | #REF! | JBVNL SOR 2018-19
| (XXIX) 11 KV 3-core heat shrinkable Indoor Cable Jointing/termination kit 400 mm2 | Set | Conforming relevant IS specification(s) | [5 empty] | 9162 | [6 empty] | #REF! | #REF! | #REF! | #REF! | #REF! | JBVNL SOR 2018-19
| (XXX) 11 KV 3-core heat shrinkable Indoor Cable Jointing/termination kit 300 mm2 | Set | Conforming relevant IS specification(s) |  |  | 4111 | [9 empty] | #REF! | #REF! | #REF! | #REF! | #REF! | JBVNL SOR 2018-19
| (XXXI) 11 KV 3-core heat shrinkable Indoor Cable Jointing/termination kit 240 mm2 | Set | Conforming relevant IS specification(s) |  |  | 3334 | [9 empty] | #REF! | #REF! | #REF! | #REF! | #REF! | JBVNL SOR 2018-19
| (XXXII) 11 KV 3-core heat shrinkable Indoor Cable Jointing/termination kit 120-185 mm2 | Set | Conforming relevant IS specification(s) |  |  | 3233 | [9 empty] | #REF! | #REF! | #REF! | #REF! | #REF! | JBVNL SOR 2018-19
| (XXXIII) 11 KV 3-core heat shrinkable Indoor Cable Jointing/termination kit 95-50 mm2 | Set | Conforming relevant IS specification(s) |  |  | 3029 | [9 empty] | #REF! | #REF! | #REF! | #REF! | #REF! | JBVNL SOR 2018-19
| (XXXIV) 11 KV 3-core heat shrinkable Outdoor Cable Jointing/termination kit 400 mm2 | Set | Conforming relevant IS specification(s) | [5 empty] | 9162 | [6 empty] | #REF! | #REF! | #REF! | #REF! | #REF! | JBVNL SOR 2018-19
| (XXXV) 11 KV 3-core heat shrinkable Outdoor Cable Jointing/termination kit 300 mm2 | Set | Conforming relevant IS specification(s) |  |  | 6014 | [9 empty] | #REF! | #REF! | #REF! | #REF! | #REF! | JBVNL SOR 2018-19
| (XXXVI) 11 KV 3-core heat shrinkable Outdoor Cable Jointing/termination kit 240 mm2 | Set | Conforming relevant IS specification(s) |  |  | 5868 | [9 empty] | #REF! | #REF! | #REF! | #REF! | #REF! | JBVNL SOR 2018-19
| (XXXVII) 11 KV 3-core heat shrinkable Outdoor Cable Jointing/termination kit 120-185 mm2 | Set | Conforming relevant IS specification(s) |  |  | 5576 | [9 empty] | #REF! | #REF! | #REF! | #REF! | #REF! | JBVNL SOR 2018-19
| (XXXVIII) 11 KV 3-core heat shrinkable Outdoor Cable Jointing/termination kit 95-50 mm2 | Set | Conforming relevant IS specification(s) |  |  | 5418 | [9 empty] | #REF! | #REF! | #REF! | #REF! | #REF! | JBVNL SOR 2018-19
M1658 | UG Cables related material | [14 empty] | #REF! | #REF! | #REF! |  | #REF! | #REF! |  | #DIV/0! | #DIV/0!
| (I) Pillar Box Cum Consumer service distribution box-one time lock system (1 no. 3 ph 4 wire incoming and 5 nos. 3ph 4 wire outgoing) | Each | Conforming relevant IS specification(s) | [12 empty] | #REF! | #REF! | #REF! | #REF! | #REF! | JBVNL SOR 2018-19 | 0 | #DIV/0! | #DIV/0!
| (II) Cable Marker (Metal) | Each | Conforming relevant IS specification(s) |  |  | 110 |  |  | 110.6271 | [6 empty] | #REF! | #REF! | #REF! | 110 | #REF! | MP SOR 2019-20 | 2 | 110.3136 | #REF!
M1659 | AB Switch Contact | [14 empty] | #REF! | #REF! | #REF! |  | #REF! | #REF! |  | #DIV/0! | #DIV/0!
| (I) Male female contact of 33 KV AB Switch 600-630 Amp | Each | Conforming relevant IS specification(s) | [12 empty] | #REF! | #REF! | #REF! | #REF! | #REF! | JBVNL SOR 2018-19 | 0 | #DIV/0! | #DIV/0!
| (II) Male female contact of 33 KV AB Switch 400 Amp | Each | Conforming relevant IS specification(s) | [12 empty] | #REF! | #REF! | #REF! | #REF! | #REF! | JBVNL SOR 2018-19 | 0 | #DIV/0! | #DIV/0!
| (III) Male female contact of 33 KV AB Switch 200 Amp | Each | Conforming relevant IS specification(s) | [12 empty] | #REF! | #REF! | #REF! | #REF! | #REF! | JBVNL SOR 2018-19 | 0 | #DIV/0! | #DIV/0!
| (IV) Male female contact of 11 KV AB Switch 800 Amp | Each | Conforming relevant IS specification(s) | [12 empty] | #REF! | #REF! | #REF! | #REF! | #REF! | JBVNL SOR 2018-19 | 0 | #DIV/0! | #DIV/0!
| (V) Male female contact of 11 KV AB Switch 600 Amp | Each | Conforming relevant IS specification(s) | [12 empty] | #REF! | #REF! | #REF! | #REF! | #REF! | JBVNL SOR 2018-19 | 0 | #DIV/0! | #DIV/0!
| (VI) Male female contact of 11 KV AB Switch 400 Amp | Each | Conforming relevant IS specification(s) | [12 empty] | #REF! | #REF! | #REF! | #REF! | #REF! | JBVNL SOR 2018-19 | 0 | #DIV/0! | #DIV/0!
| (VII) Male female contact of 11 KV AB Switch 200 Amp | Each | Conforming relevant IS specification(s) | [12 empty] | #REF! | #REF! | #REF! | #REF! | #REF! | JBVNL SOR 2018-19 | 0 | #DIV/0! | #DIV/0!
M1660 | Testing Equipment | [14 empty] | #REF! | #REF! | #REF! |  | #REF! | #REF! |  | #DIV/0! | #DIV/0!
| (I) Accuchek meter High accuracy (0.2% in director mode / 0.5% in clamp on mode) for kWh, kVArh and kVAh Maximum current up to 6A in direct mode and up to 500A in clamp on mode. LT+ : To test LT whole current single phase meters up to 60A | Set | Conforming relevant IS specification(s) | [12 empty] | #REF! | #REF! | #REF! | #REF! | #REF! | JBVNL SOR 2018-19 | 0 | #DIV/0! | #DIV/0!
| (II) Accuchek meter High accuracy (0.2% in director mode / 0.5% in clamp on mode) for kWh, kVArh and kVAh Maximum current up to 6A in direct mode and up to 500A in clamp on mode. LT+ : To test LT 3 phase & CT operated energy meters | Set | Conforming relevant IS specification(s) | [12 empty] | #REF! | #REF! | #REF! | #REF! | #REF! | JBVNL SOR 2018-19 | 0 | #DIV/0! | #DIV/0!
| (III) Accuchek meter High accuracy (0.2% in director mode / 0.5% in clamp on mode) for kWh for HT+ : To test meters suitable for HT, 3 phase, 3 wire and 4 wire systems | Set | Conforming relevant IS specification(s) | [12 empty] | #REF! | #REF! | #REF! | #REF! | #REF! | JBVNL SOR 2018-19 | 0 | #DIV/0! | #DIV/0!
| (IV) EH-II Chain Electric Hoist (Capacity - 1 Ton, Standard Lift - 3 Mtr) with 1.5 HP motor | Set | Conforming relevant IS specification(s) | [12 empty] | #REF! | #REF! | #REF! | #REF! | #REF! | JBVNL SOR 2018-19 | 0 | #DIV/0! | #DIV/0!
| (V) Electronic weighing Machine with 1.2x1.2 mtr. Platform, suitable for weighing limit upto 2 tons | Set | Conforming relevant IS specification(s) | [12 empty] | #REF! | #REF! | #REF! | #REF! | #REF! | JBVNL SOR 2018-19 | 0 | #DIV/0! | #DIV/0!
| (VI) Electronic weighing Machine with 2x2 mtr. Platform, suitable for weighing limit upto 4 tons | Set | Conforming relevant IS specification(s) | [12 empty] | #REF! | #REF! | #REF! | #REF! | #REF! | JBVNL SOR 2018-19 | 0 | #DIV/0! | #DIV/0!
| (VII) Earth tester 200 Amp. 2000 Ohm (Digital) | Each | Conforming relevant IS specification(s) |  |  | 3511 |  |  | 3281.339 | [6 empty] | #REF! | #REF! | #REF! | #REF! | #REF! | CSPDCL SOR 2019-20 | 2 | 3396.1695 | #REF!
| (VIII) 500 V Megger | Each | Conforming relevant IS specification(s) | [5 empty] | 3184.1441 | [6 empty] | #REF! | #REF! | #REF! | 3184.1441 | #REF! | CSPDCL SOR 2019-20 | 1 | 3184.1441 | #REF!
| (IX) 2.5 / 5 KV Megger (Mannual) | Each | Conforming relevant IS specification(s) | [5 empty] | 4798.9915 | [6 empty] | #REF! | #REF! | #REF! | 4798.99 | #REF! | CSPDCL SOR 2019-20 | 1 | 4798.9915 | #REF!
| (X) Digital Clamp meter (Meco 3150) | Each | Conforming relevant IS specification(s) | [12 empty] | #REF! | #REF! | #REF! | #REF! | #REF! | JBVNL SOR 2018-19 | 0 | #DIV/0! | #DIV/0!
| (XI) Digital Tong tester (1000 Amp., 500 V) With associated accessories. | Set | Conforming relevant IS specification(s) |  |  | 2906 | [9 empty] | #REF! | #REF! | #REF! | #REF! | #REF! | MP SOR 2019-20 | 1 | 2906 | #REF!
| (XII) Digital Multi meter (10 Amp along with mA range) | Each | Conforming relevant IS specification(s) |  |  | 2430 |  |  | 2653.4576 | [6 empty] | #REF! | #REF! | #REF! | 2430 | #REF! | MP SOR 2019-20 | 2 | 2541.7288 | #REF!
| (XIII) 2.5 kv motorised with range up to 20000 mega ohms | Each | Conforming relevant IS specification(s) | [12 empty] | #REF! | #REF! | #REF! | #REF! | #REF! | JBVNL SOR 2018-19 | 0 | #DIV/0! | #DIV/0!
| (XIV) 2.5 kv motorised cum manual with range up to 20000 mega ohms | Each | Conforming relevant IS specification(s) | [12 empty] | #REF! | #REF! | #REF! | #REF! | #REF! | JBVNL SOR 2018-19 | 0 | #DIV/0! | #DIV/0!
| (XV) 5 kv motorised with range up to 100000 mega ohms | Each | Conforming relevant IS specification(s) | [12 empty] | #REF! | #REF! | #REF! | #REF! | #REF! | JBVNL SOR 2018-19 | 0 | #DIV/0! | #DIV/0!
| (XVI) 5 kv motorised cum manual with range up to 100000 mega ohms | Each | Conforming relevant IS specification(s) | [12 empty] | #REF! | #REF! | #REF! | #REF! | #REF! | JBVNL SOR 2018-19 | 0 | #DIV/0! | #DIV/0!
M1661 | Tool Kit | [14 empty] | #REF! | #REF! | #REF! |  | #REF! | #REF! |  | #DIV/0! | #DIV/0!
| (I) Adhesive Insulation Tape | Each | Conforming relevant IS specification(s) | [12 empty] | #REF! | #REF! | #REF! | #REF! | #REF! | JBVNL SOR 2018-19 | 0 | #DIV/0! | #DIV/0!
| (II) High Temperature Tape | Each | Conforming relevant IS specification(s) |  |  |  | 672.0339 | [8 empty] | #REF! | #REF! | #REF! | #REF! | #REF! | DHBVN SOR 2020-21 | 1 | 672.0339 | #REF!
| (III) Dicharge rod for 33 KV / 11KV | Set | Conforming relevant IS specification(s) |  |  | 464 |  |  | 417.6695 | [6 empty] | #REF! | #REF! | #REF! | #REF! | #REF! | JBVNL SOR 2018-19 | 2 | 440.8347 | #REF!
| (IV) Screw Driver set-840 | Set | Conforming relevant IS specification(s) |  |  | 664 | [9 empty] | #REF! | #REF! | #REF! | #REF! | #REF! | JBVNL SOR 2018-19 | 1 | 664 | #REF!
| (V) Screw Driver set-935 | Set | Conforming relevant IS specification(s) | [12 empty] | #REF! | #REF! | #REF! | #REF! | #REF! | JBVNL SOR 2018-19 | 0 | #DIV/0! | #DIV/0!
| (VI) Neon Tester 813 | Each | Conforming relevant IS specification(s) |  |  | 32 |  |  | 50.1949 | [6 empty] | #REF! | #REF! | #REF! | 32 | #REF! | MP SOR 2019-20 | 2 | 41.0975 | #REF!
| (VII) Hammer 200 gm | Each | Conforming relevant IS specification(s) | [12 empty] | #REF! | #REF! | #REF! | #REF! | #REF! | JBVNL SOR 2018-19 | 0 | #DIV/0! | #DIV/0!
| (VIII) Hack Saw frame | Each | Conforming relevant IS specification(s) |  |  | 108 |  |  | 116.9492 | [6 empty] | #REF! | #REF! | #REF! | #REF! | #REF! | MP SOR 2019-20 | 2 | 112.4746 | #REF!
| (IX) Hack saw blades | Each | Conforming relevant IS specification(s) | [12 empty] | #REF! | #REF! | #REF! | 32.32 | #REF! | JBVNL SOR 2018-19 | 0 | #DIV/0! | #DIV/0!
| (X) Adjustable spanner | Each | Conforming relevant IS specification(s) |  |  | 392 |  | 462.9237 | 431.2373 | [6 empty] | #REF! | #REF! | #REF! | #REF! | #REF! | JBVNL SOR 2018-19 | 3 | 428.7203 | #REF!
| (XI) wire Stripper | Each | Conforming relevant IS specification(s) | [12 empty] | #REF! | #REF! | #REF! | #REF! | #REF! | JBVNL SOR 2018-19 | 0 | #DIV/0! | #DIV/0!
| (XII) Combinational Plier | Each | Conforming relevant IS specification(s) |  |  | 183 |  |  | 200.7627 | [6 empty] | #REF! | #REF! | #REF! | 200.41 | #REF! | JBVNL SOR 2018-19 | 2 | 191.8814 | #REF!
| (XIII) Side Cutting Plier | Each | Conforming relevant IS specification(s) | [12 empty] | #REF! | #REF! | #REF! | #REF! | #REF! | JBVNL SOR 2018-19 | 0 | #DIV/0! | #DIV/0!
| (XIV) Measuring tape | Each | Conforming relevant IS specification(s) | [12 empty] | #REF! | #REF! | #REF! | #REF! | #REF! | JBVNL SOR 2018-19 | 0 | #DIV/0! | #DIV/0!
| (XV) Hand Drill Machine | Each | Conforming relevant IS specification(s) |  |  | 2430 |  |  | 2653.4576 | [6 empty] | #REF! | #REF! | #REF! | #REF! | #REF! | JBVNL SOR 2018-19 | 2 | 2541.7288 | #REF!
| (XVI) Punch | Each | Conforming relevant IS specification(s) | [12 empty] | #REF! | #REF! | #REF! | #REF! | #REF! | JBVNL SOR 2018-19 | 0 | #DIV/0! | #DIV/0!
| (XVII) Knife | Each | Conforming relevant IS specification(s) | [12 empty] | #REF! | #REF! | #REF! | #REF! | #REF! | JBVNL SOR 2018-19 | 0 | #DIV/0! | #DIV/0!
| (XVIII) Spanner Set | Each | Conforming relevant IS specification(s) |  |  | 1163 |  | 847.8814 | 1280.4153 | [6 empty] | #REF! | #REF! | #REF! | #REF! | #REF! | JBVNL SOR 2018-19 | 3 | 1097.0989 | #REF!
| (XIX) Tool Bag | Each | Conforming relevant IS specification(s) | [12 empty] | #REF! | #REF! | #REF! | #REF! | #REF! | JBVNL SOR 2018-19 | 0 | #DIV/0! | #DIV/0!
| (XX) Nose Plier | Each | Conforming relevant IS specification(s) | [12 empty] | #REF! | #REF! | #REF! | #REF! | #REF! | JBVNL SOR 2018-19 | 0 | #DIV/0! | #DIV/0!
| (XXI) Drill Bit 3/10 Concrete (JK) | Each | Conforming relevant IS specification(s) | [12 empty] | #REF! | #REF! | #REF! | #REF! | #REF! | JBVNL SOR 2018-19 | 0 | #DIV/0! | #DIV/0!
| (XXII) Chain Pulley 5Ton with 15 meter Chain | Each | Conforming relevant IS specification(s) | [12 empty] | #REF! | #REF! | #REF! | #REF! | #REF! | JBVNL SOR 2018-19 | 0 | #DIV/0! | #DIV/0!
| (XXIII) Max pulley 10 Ton | Each | Conforming relevant IS specification(s) | [12 empty] | #REF! | #REF! | #REF! | 19915.25 | #REF! | JBVNL SOR 2018-19 (Typo-graphhical Error Corrected) | 0 | #DIV/0! | #DIV/0!
M1662 | Civil Works | [14 empty] | #REF! | #REF! | #REF! |  | #REF! | #REF! |  | #DIV/0! | #DIV/0!
| (I) OPC Cement | Bag | Conforming relevant IS specification(s) | [12 empty] | #REF! | #REF! | #REF! | #REF! | #REF! | JBVNL SOR 2018-19 | 0 | #DIV/0! | #DIV/0!
M1663 | SCADA Related Materials | [14 empty] | #REF! | #REF! | #REF! |  | #REF! |  |  | #DIV/0! | #DIV/0!
| (A) SCADA Server | Each | Conforming relevant IS specification(s) | [12 empty] | #REF! | #REF! | #REF! | 0 | #REF! | JBVNL PO Rates | 0 | #DIV/0! | #DIV/0!
| (I) FEP Server with interface switches for RTUs and FRTUs | Each | Conforming relevant IS specification(s) | [12 empty] | #REF! | #REF! | #REF! | 0 | #REF! | JBVNL PO Rates | 0 | #DIV/0! | #DIV/0!
| (II) ISR Server {Data Server} | Each | Conforming relevant IS specification(s) | [12 empty] | #REF! | #REF! | #REF! | 0 | #REF! | JBVNL PO Rates | 0 | #DIV/0! | #DIV/0!
| (III) NMS Server {DMS Server} | Each | Conforming relevant IS specification(s) | [12 empty] | #REF! | #REF! | #REF! | 0 | #REF! | JBVNL PO Rates | 0 | #DIV/0! | #DIV/0!
| (IV) DTS Server (only at Ranchi) | Each | Conforming relevant IS specification(s) | [12 empty] | #REF! | #REF! | #REF! | 0 | #REF! | JBVNL PO Rates | 0 | #DIV/0! | #DIV/0!
| (V) Developmental Server | Each | Conforming relevant IS specification(s) | [12 empty] | #REF! | #REF! | #REF! | 0 | #REF! | JBVNL PO Rates | 0 | #DIV/0! | #DIV/0!
| (VI) Communication Server | Each | Conforming relevant IS specification(s) | [12 empty] | #REF! | #REF! | #REF! | 0 | #REF! | JBVNL PO Rates | 0 | #DIV/0! | #DIV/0!
| (VII) Web/Directory Server | Each | Conforming relevant IS specification(s) | [12 empty] | #REF! | #REF! | #REF! | 0 | #REF! | JBVNL PO Rates | 0 | #DIV/0! | #DIV/0!
| (VIII) Workstation with dual TFT Monitors | Each | Conforming relevant IS specification(s) | [12 empty] | #REF! | #REF! | #REF! | 0 | #REF! | JBVNL PO Rates | 0 | #DIV/0! | #DIV/0!
| (IX) LED based Video Projection system with 2X3 Module configuration with each module at least 67" diagonal with common projector | Set | Conforming relevant IS specification(s) | [12 empty] | #REF! | #REF! | #REF! | 0 | #REF! | JBVNL PO Rates | 0 | #DIV/0! | #DIV/0!
| (X) 33 kV OR 11 kV control and relay panel, SCADA compatable for feeder protection (1F) | Each | Conforming relevant IS specification(s) |  |  | 137142 | [9 empty] | #REF! | #REF! | #REF! | #REF! | #REF! | JBVNL SOR 2018-19 | 1 | 137142 | #REF!
| (XI) 33 kV or 11 kV control and relay panel, SCADA compatable for transformer protection (IT) with o/c +e/f + Diff relay | Each | Conforming relevant IS specification(s) |  |  | 137142 | [9 empty] | #REF! | #REF! | #REF! | #REF! | #REF! | MP SOR 2019-20 | 1 | 137142 | #REF!
| (XII) 33 kV OR 11 kV control and relay panel, SCADA compatable for feeder protection (2F) | Each | Conforming relevant IS specification(s) |  |  | 268654 | [9 empty] | #REF! | #REF! | #REF! | #REF! | #REF! | JBVNL SOR 2018-19 | 1 | 268654 | #REF!
| (XIII) Buchholz Relay contact | Each | Conforming relevant IS specification(s) |  |  | 7572 | [9 empty] | #REF! | #REF! | #REF! | #REF! | #REF! | JBVNL SOR 2018-19 | 1 | 7572 | #REF!
| (XIV) Minimum Oil Gauge | Each | Conforming relevant IS specification(s) |  |  | 2769 | [9 empty] | #REF! | #REF! | #REF! | #REF! | #REF! | JBVNL SOR 2018-19 | 1 | 2769 | #REF!
| (XV) SCADA compatible winding temp. indicator | Each | Conforming relevant IS specification(s) |  |  | 9987 | [9 empty] | #REF! | #REF! | #REF! | #REF! | #REF! | MP SOR 2019-20 | 1 | 9987 | #REF!
| (XVI) SCADA compatible oil temp. indicator | Each | Conforming relevant IS specification(s) |  |  | 8897 | [9 empty] | #REF! | #REF! | #REF! | #REF! | #REF! | MP SOR 2019-20 | 1 | 8897 | #REF!
| (XVII) RTU Base equipment comprising panels, racks, sub racks, powe suppy modules, CPU, Analog and Digital input Control output Modules, interfacing MFT using RS - 485 MODBUS protocol and 2 ethernet ports + 4 serial ports (RS232/485), required A-D converters and all other accessories required | Each | Conforming relevant IS specification(s) |  |  | 563425 | [9 empty] | #REF! | #REF! | #REF! | #REF! | #REF! | JBVNL SOR 2018-19 | 1 | 563425 | #REF!
| (XVIII) DC Voltage transducer | Each | Conforming relevant IS specification(s) |  |  | 1376 | [9 empty] | #REF! | #REF! | #REF! | 1376 | #REF! | MP SOR 2019-20 | 1 | 1376 | #REF!
| (XIX) RTU Base and foundation (base should be capable of withstanding 200 kg. load) | Each | Conforming relevant IS specification(s) |  |  | 4614 | [9 empty] | #REF! | #REF! | #REF! | 4614 | #REF! | MP SOR 2019-20 | 1 | 4614 | #REF!
| (XX) Multi function transducers ( 5 amps, 110 V with RS 485 modbus communication protocol) | Each | Conforming relevant IS specification(s) |  |  | 9238 | [9 empty] | #REF! | #REF! | #REF! | 9238 | #REF! | MP SOR 2019-20 | 1 | 9238 | #REF!
| (XXI) Type A FRTU for 5- way RMUs | Each | Conforming relevant IS specification(s) | [12 empty] | #REF! | #REF! | #REF! | #REF! | #REF! | JBVNL SOR 2018-19 | 0 | #DIV/0! | #DIV/0!
| (XXII) Type A FRTU for 4- way RMUs | Each | Conforming relevant IS specification(s) | [12 empty] | #REF! | #REF! | #REF! | #REF! | #REF! | JBVNL SOR 2018-19 | 0 | #DIV/0! | #DIV/0!
| (XXIII) Type B FRTU for 3- way RMUs | Each | Conforming relevant IS specification(s) | [12 empty] | #REF! | #REF! | #REF! | #REF! | #REF! | JBVNL SOR 2018-19 | 0 | #DIV/0! | #DIV/0!
| (XXIV) Type C FRTU for 2- way RMUs | Each | Conforming relevant IS specification(s) |  |  | 112000 | [9 empty] | #REF! | #REF! | #REF! | #REF! | #REF! | JBVNL SOR 2018-19 | 1 | 112000 | #REF!
| (XXV) Routers 230 V AC, 2 GE Ports, 48xFE, WAN Speed 200 MBPS | Each | Conforming relevant IS specification(s) |  |  | 67879 | [9 empty] | #REF! | #REF! | #REF! | 67879 | #REF! | MP SOR 2019-20 | 1 | 67879 | #REF!
| (XXVI) Ethernet Switch | Each | Conforming relevant IS specification(s) |  |  | 2769 | [9 empty] | #REF! | #REF! | #REF! | 2769 | #REF! | MP SOR 2019-20 | 1 | 2769 | #REF!
| (XXVII) 2 MBPS VPN link for connectivity for s/s with SCADA control center | Each | Conforming relevant IS specification(s) |  |  | 67523 | [9 empty] | #REF! | #REF! | #REF! | 67523 | #REF! | MP SOR 2019-20 | 1 | 67523 | #REF!
| (XXVIII) LDMS | Each | Conforming relevant IS specification(s) |  |  | 121148 | [9 empty] | #REF! | #REF! | #REF! | 121148 | #REF! | MP SOR 2019-20 | 1 | 121148 | #REF!
| (XXIX) 2 KVA ups (for LDMS) with 160 AH battery, 72 V battery set | Each | Conforming relevant IS specification(s) |  |  | 120825 | [9 empty] | #REF! | #REF! | #REF! | 120825 | #REF! | MP SOR 2019-20 | 1 | 120825 | #REF!
| (XXX) GSM/GPRS Modem along with Accessories | Each | Conforming relevant IS specification(s) |  | 3751.4407 | [10 empty] | #REF! | #REF! | #REF! | 3751.44 | #REF! | NBPDCL SOR 2020-21 | 1 | 3751.4407 | #REF!
| (XXXI) B/W Laser printer for LDMS | Each | Conforming relevant IS specification(s) |  |  | 16824 | [9 empty] | #REF! | #REF! | #REF! | 16824 | #REF! | MP SOR 2019-20 | 1 | 16824 | #REF!
| (XXXII) 48 V DC Power supply system based on SMPS for RTU & Comm. Equipment with 80 AH Battery | Each | Conforming relevant IS specification(s) |  |  | 92612 | [9 empty] | #REF! | #REF! | #REF! | 92612 | #REF! | MP SOR 2019-20 | 1 | 92612 | #REF!
| (XXXIII) Cat 6 cable | Mtr | Conforming relevant IS specification(s) |  |  | 46 | [9 empty] | #REF! | #REF! | #REF! | 46 | #REF! | MP SOR 2019-20 | 1 | 46 | #REF!
| (XXXIV) LDMS Software | Each | Conforming relevant IS specification(s) |  |  | 13843 | [9 empty] | #REF! | #REF! | #REF! | 13843 | #REF! | MP SOR 2019-20 | 1 | 13843 | #REF!
| (XXXV) Numerical relay SCADA Compatible for power transformer protection | Each | Conforming relevant IS specification(s) |  |  | 37377 | [9 empty] | #REF! | #REF! | #REF! | 37377 | #REF! | MP SOR 2019-20 | 1 | 37377 | #REF!
| (XXXVI) Numerical relay SCADA Compatible for 33kV and 11 kV feeder protection | Each | Conforming relevant IS specification(s) |  |  | 37377 | [9 empty] | #REF! | #REF! | #REF! | 37377 | #REF! | MP SOR 2019-20 | 1 | 37377 | #REF!
| (XXXVII) MCU module card | Each | Conforming relevant IS specification(s) |  |  | 57588 | [9 empty] | #REF! | #REF! | #REF! | 57588 | #REF! | MP SOR 2019-20 | 1 | 57588 | #REF!
| (XXXVIII) Power Module card | Each | Conforming relevant IS specification(s) |  |  | 7212 | [9 empty] | #REF! | #REF! | #REF! | 7212 | #REF! | MP SOR 2019-20 | 1 | 7212 | #REF!
| (XXXIX) DI Card | Each | Conforming relevant IS specification(s) |  |  | 14425 | [9 empty] | #REF! | #REF! | #REF! | 14425 | #REF! | MP SOR 2019-20 | 1 | 14425 | #REF!
| (XL) DO Card | Each | Conforming relevant IS specification(s) |  |  | 14425 | [9 empty] | #REF! | #REF! | #REF! | 14425 | #REF! | MP SOR 2019-20 | 1 | 14425 | #REF!
| (XLI) AI Card | Each | Conforming relevant IS specification(s) |  |  | 14425 | [9 empty] | #REF! | #REF! | #REF! | 14425 | #REF! | MP SOR 2019-20 | 1 | 14425 | #REF!
| (XLII) COM 6 Card | Each | Conforming relevant IS specification(s) |  |  | 14425 | [9 empty] | #REF! | #REF! | #REF! | 14425 | #REF! | MP SOR 2019-20 | 1 | 14425 | #REF!
| (XLIII) RMU - 3 way (1 incomer, 1 outgoing and 1 breaker) SCADA Compatible | Each | Conforming relevant IS specification(s) | [12 empty] | #REF! | #REF! | #REF! | #REF! | #REF! | JBVNL SOR 2018-19 | 0 | #DIV/0! | #DIV/0!
| (XLIV) RMU - 5 way (1 incomer, 1 outgoing and 3 breakers) SCADA Compatible | Each | Conforming relevant IS specification(s) | [12 empty] | #REF! | #REF! | #REF! | #REF! | #REF! | JBVNL SOR 2018-19 | 0 | #DIV/0! | #DIV/0!
| (XLV) 11 kV Sectionalizer | Each | Conforming relevant IS specification(s) |  |  | 476993 |  |  | 307009.6017 | [6 empty] | #REF! | #REF! | #REF! | #REF! | #REF! | CSPDCL SOR 2019-20 | 2 | 392001.3008 | #REF!
| (XLVI) 11 kV Auto reclosure | Each | Conforming relevant IS specification(s) |  |  | 665494 | [9 empty] | #REF! | #REF! | #REF! | 665494 | #REF! | MP SOR 2019-20 | 1 | 665494 | #REF!
| (XLVII) GPRS/CDMA/EDGE/3G Modem | Each | Conforming relevant IS specification(s) | [12 empty] | #REF! | #REF! | #REF! | #REF! | #REF! | JBVNL SOR 2018-19 | 0 | #DIV/0! | #DIV/0!
| (XLVIII) Heavy Duty Relay for CB Trip / Close (48 V DC, 2 no, 1 NC) | Each | Conforming relevant IS specification(s) | [12 empty] | #REF! | #REF! | #REF! | #REF! | #REF! | JBVNL SOR 2018-19 | 0 | #DIV/0! | #DIV/0!
| (XLIX) 48 V DCPS at RTU Locations along with VRLA Batteries | Each | Conforming relevant IS specification(s) |  |  | 70457 | [9 empty] | #REF! | #REF! | #REF! | 70457 | #REF! | MP SOR 2019-20 | 1 | 70457 | #REF!
| (L) 11 kV Stand alone fault passage indicator complete with GPRS enabled modem(SCADA Compatible) | Each | Conforming relevant IS specification(s) |  |  | 83586 | [9 empty] | #REF! | #REF! | #REF! | 83586 | #REF! | MP SOR 2019-20 | 1 | 83586 | #REF!
| (LI) 33 kV Stand alone fault passage indicator complete with GPRS enabled modem(SCADA Compatible) | Each | Conforming relevant IS specification(s) | [12 empty] | #REF! | #REF! | #REF! | #REF! | #REF! | JBVNL SOR 2018-19 | 0 | #DIV/0! | #DIV/0!
| (B) Storage & Backup Devices |  | Conforming relevant IS specification(s) | [12 empty] | #REF! | #REF! | #REF! |  | #REF! | #REF! |  | #DIV/0! | #DIV/0!
| (I) External RAID Mass storage device (for 2 months online backup) | Each | Conforming relevant IS specification(s) | [12 empty] | #REF! | #REF! | #REF! | 0 | #REF! | JBVNL PO Rates | 0 | #DIV/0! | #DIV/0!
| (II) External DAT drive | Each | Conforming relevant IS specification(s) | [12 empty] | #REF! | #REF! | #REF! | 0 | #REF! | JBVNL PO Rates | 0 | #DIV/0! | #DIV/0!
| (C) Switches |  | Conforming relevant IS specification(s) | [12 empty] | #REF! | #REF! | #REF! |  | #REF! | #REF! |  | #DIV/0! | #DIV/0!
| (I) Layer II Switch (SCADA/DMS LAN) (48 Ports) | Each | Conforming relevant IS specification(s) | [12 empty] | #REF! | #REF! | #REF! | 0 | #REF! | JBVNL PO Rates | 0 | #DIV/0! | #DIV/0!
| (II) Layer Switch (Planning & Development system LAN) (24 Ports) | Each | Conforming relevant IS specification(s) | [12 empty] | #REF! | #REF! | #REF! | 0 | #REF! | JBVNL PO Rates | 0 | #DIV/0! | #DIV/0!
| (D) Other Active Devices |  | Conforming relevant IS specification(s) | [12 empty] | #REF! | #REF! | #REF! |  | #REF! | #REF! |  | #DIV/0! | #DIV/0!
| (I) GPS Time synchronization system | Set | Conforming relevant IS specification(s) | [12 empty] | #REF! | #REF! | #REF! | 0 | #REF! | JBVNL PO Rates | 0 | #DIV/0! | #DIV/0!
| (II) Time, day & date digital displays | Set | Conforming relevant IS specification(s) | [12 empty] | #REF! | #REF! | #REF! | 0 | #REF! | JBVNL PO Rates | 0 | #DIV/0! | #DIV/0!
| (E) Printers |  | Conforming relevant IS specification(s) | [12 empty] | #REF! | #REF! | #REF! |  | #REF! | #REF! |  | #DIV/0! | #DIV/0!
| (I) A3 Color Inkjet Printer | Set | Conforming relevant IS specification(s) | [12 empty] | #REF! | #REF! | #REF! | 0 | #REF! | JBVNL PO Rates | 0 | #DIV/0! | #DIV/0!
| (II) B/W Laser printer | Set | Conforming relevant IS specification(s) | [12 empty] | #REF! | #REF! | #REF! | 0 | #REF! | JBVNL PO Rates | 0 | #DIV/0! | #DIV/0!
| (III) Color Laser printer | Set | Conforming relevant IS specification(s) | [12 empty] | #REF! | #REF! | #REF! | 0 | #REF! | JBVNL PO Rates | 0 | #DIV/0! | #DIV/0!
| (F) Security system (DMZ) |  | Conforming relevant IS specification(s) | [12 empty] | #REF! | #REF! | #REF! |  | #REF! | #REF! |  | #DIV/0! | #DIV/0!
| (I) Web Server with load balancing | Each | Conforming relevant IS specification(s) | [12 empty] | #REF! | #REF! | #REF! | 0 | #REF! | JBVNL PO Rates | 0 | #DIV/0! | #DIV/0!
| (II) Firewall & Network IDS/IPS in pair (2 Nos.) | Each | Conforming relevant IS specification(s) | [12 empty] | #REF! | #REF! | #REF! | 0 | #REF! | JBVNL PO Rates | 0 | #DIV/0! | #DIV/0!
| (G) Cabling System |  | Conforming relevant IS specification(s) | [12 empty] | #REF! | #REF! | #REF! |  | #REF! | #REF! |  | #DIV/0! | #DIV/0!
| (I) Cable, Jacks, Hubs, etc. | Lot | Conforming relevant IS specification(s) | [12 empty] | #REF! | #REF! | #REF! | 0 | #REF! | JBVNL PO Rates | 0 | #DIV/0! | #DIV/0!
| (II) ACDB for Control Centre | Set | Conforming relevant IS specification(s) | [12 empty] | #REF! | #REF! | #REF! | 0 | #REF! | JBVNL PO Rates | 0 | #DIV/0! | #DIV/0!
| (III) KVM Switch | Each | Conforming relevant IS specification(s) | [12 empty] | #REF! | #REF! | #REF! | 0 | #REF! | JBVNL PO Rates | 0 | #DIV/0! | #DIV/0!
| (IV) Panels | Each | Conforming relevant IS specification(s) | [12 empty] | #REF! | #REF! | #REF! | 0 | #REF! | JBVNL PO Rates | 0 | #DIV/0! | #DIV/0!
| (H) Software for Control Centre |  | Conforming relevant IS specification(s) | [12 empty] | #REF! | #REF! | #REF! |  | #REF! | #REF! |  | #DIV/0! | #DIV/0!
| (I) SCADA software | Lot | Conforming relevant IS specification(s) | [12 empty] | #REF! | #REF! | #REF! | 0 | #REF! | JBVNL PO Rates | 0 | #DIV/0! | #DIV/0!
| (II) ISR Software | Lot | Conforming relevant IS specification(s) | [12 empty] | #REF! | #REF! | #REF! | 0 | #REF! | JBVNL PO Rates | 0 | #DIV/0! | #DIV/0!
| (III) DMS software | Lot | Conforming relevant IS specification(s) | [12 empty] | #REF! | #REF! | #REF! | 0 | #REF! | JBVNL PO Rates | 0 | #DIV/0! | #DIV/0!
| (IV) DTS software | Lot | Conforming relevant IS specification(s) | [12 empty] | #REF! | #REF! | #REF! | 0 | #REF! | JBVNL PO Rates | 0 | #DIV/0! | #DIV/0!
| (V) Developmental software | Lot | Conforming relevant IS specification(s) | [12 empty] | #REF! | #REF! | #REF! | 0 | #REF! | JBVNL PO Rates | 0 | #DIV/0! | #DIV/0!
| (VI) Network Management Software | Lot | Conforming relevant IS specification(s) | [12 empty] | #REF! | #REF! | #REF! | 0 | #REF! | JBVNL PO Rates | 0 | #DIV/0! | #DIV/0!
| (VIII) GIS Adaptor/Engine for importing data from GIS system under IT system | Lot | Conforming relevant IS specification(s) | [12 empty] | #REF! | #REF! | #REF! | 0 | #REF! | JBVNL PO Rates | 0 | #DIV/0! | #DIV/0!
| (I) Form: F-4: RTU:RTU-Type B 33/11 kV Sub Stations |  | Conforming relevant IS specification(s) | [12 empty] | #REF! | #REF! | #REF! |  | #REF! | #REF! |  | #DIV/0! | #DIV/0!
| (I) RTU base equipment comprising panels, racks, sub-racks, Power Supply modules, CPU, Analog and Digital input Control output Modules, interfacing equipments for interfacing MFTs using RS-485 MODBUS Protocol and 2 Eathernet Ports, required A-D Converters & all other required items/accessories including complete wiring for all modules for locations mentioned for Type B RTUs | Set | Conforming relevant IS specification(s) | [12 empty] | #REF! | #REF! | #REF! | 0 | #REF! | JBVNL PO Rates | 0 | #DIV/0! | #DIV/0!
| (II) Multifunction Transducers (MFTs) | Each | Conforming relevant IS specification(s) | [12 empty] | #REF! | #REF! | #REF! | 0 | #REF! | JBVNL PO Rates | 0 | #DIV/0! | #DIV/0!
| (III) Contact Multiplying Relays (CMRs) | Each | Conforming relevant IS specification(s) | [12 empty] | #REF! | #REF! | #REF! | 0 | #REF! | JBVNL PO Rates | 0 | #DIV/0! | #DIV/0!
| (IV) Heavy Duty Relays (HDRs) for CB Trip/Close and rise and lower of OLTC | Each | Conforming relevant IS specification(s) | [12 empty] | #REF! | #REF! | #REF! | 0 | #REF! | JBVNL PO Rates | 0 | #DIV/0! | #DIV/0!
| (V) Weather transducer - Wind speed | Each | Conforming relevant IS specification(s) | [12 empty] | #REF! | #REF! | #REF! | 0 | #REF! | JBVNL PO Rates | 0 | #DIV/0! | #DIV/0!
| (VI) Weather transducer - Rainfall | Each | Conforming relevant IS specification(s) | [12 empty] | #REF! | #REF! | #REF! | 0 | #REF! | JBVNL PO Rates | 0 | #DIV/0! | #DIV/0!
| (VII) Weather transducer - Humidity | Each | Conforming relevant IS specification(s) | [12 empty] | #REF! | #REF! | #REF! | 0 | #REF! | JBVNL PO Rates | 0 | #DIV/0! | #DIV/0!
| (VIII) Weather transducer -Temperature | Each | Conforming relevant IS specification(s) | [12 empty] | #REF! | #REF! | #REF! | 0 | #REF! | JBVNL PO Rates | 0 | #DIV/0! | #DIV/0!
| (IX) Weather transducer -Wind Direction | Each | Conforming relevant IS specification(s) | [12 empty] | #REF! | #REF! | #REF! | 0 | #REF! | JBVNL PO Rates | 0 | #DIV/0! | #DIV/0!
| (X) Router for RTUs at DC power Supply | Each | Conforming relevant IS specification(s) | [12 empty] | #REF! | #REF! | #REF! | 0 | #REF! | JBVNL PO Rates | 0 | #DIV/0! | #DIV/0!
| (XI) OLTC Transducers | Each | Conforming relevant IS specification(s) | [12 empty] | #REF! | #REF! | #REF! | 0 | #REF! | JBVNL PO Rates | 0 | #DIV/0! | #DIV/0!
| (XII) DC Current Transducer | Each | Conforming relevant IS specification(s) | [12 empty] | #REF! | #REF! | #REF! | 0 | #REF! | JBVNL PO Rates | 0 | #DIV/0! | #DIV/0!
| (XIII) DC Voltage Transducer | Each | Conforming relevant IS specification(s) | [12 empty] | #REF! | #REF! | #REF! | 0 | #REF! | JBVNL PO Rates | 0 | #DIV/0! | #DIV/0!
| (XIV) ACDB with sufficient MCCBs | Each | Conforming relevant IS specification(s) | [12 empty] | #REF! | #REF! | #REF! | 0 | #REF! | JBVNL PO Rates | 0 | #DIV/0! | #DIV/0!
| (J) TEST EQUIPMENTS for RTU |  | Conforming relevant IS specification(s) | [12 empty] | #REF! | #REF! | #REF! |  | #REF! | #REF! |  | #DIV/0! | #DIV/0!
| (I) RTU Database Configuration & Maintenance Software tool | Each | Conforming relevant IS specification(s) | [12 empty] | #REF! | #REF! | #REF! | 0 | #REF! | JBVNL PO Rates | 0 | #DIV/0! | #DIV/0!
| (II) Master Station cum RTU Simulator & Protocol analyzer software tool | Each | Conforming relevant IS specification(s) | [12 empty] | #REF! | #REF! | #REF! | 0 | #REF! | JBVNL PO Rates | 0 | #DIV/0! | #DIV/0!
| (III) Laptop PC for above software tools along with interfacing hardware including Hub | Each | Conforming relevant IS specification(s) | [12 empty] | #REF! | #REF! | #REF! | 0 | #REF! | JBVNL PO Rates | 0 | #DIV/0! | #DIV/0!
| (K) Form: F-5:FRTU/FRTUs |  | Conforming relevant IS specification(s) | [12 empty] | #REF! | #REF! | #REF! |  | #REF! | #REF! |  | #DIV/0! | #DIV/0!
| (I) Type-A FRTU for 5-Way RMUs | Each | Conforming relevant IS specification(s) | [12 empty] | #REF! | #REF! | #REF! | 0 | #REF! | JBVNL PO Rates | 0 | #DIV/0! | #DIV/0!
| (II) Type-A1 FRTU for 4-Way RMUs | Each | Conforming relevant IS specification(s) | [12 empty] | #REF! | #REF! | #REF! | 0 | #REF! | JBVNL PO Rates | 0 | #DIV/0! | #DIV/0!
| (III) Type-B FRTU for 3-Way RMUs | Each | Conforming relevant IS specification(s) | [12 empty] | #REF! | #REF! | #REF! | 0 | #REF! | JBVNL PO Rates | 0 | #DIV/0! | #DIV/0!
| (IV) Type-C FRTU for Sectionalizers | Each | Conforming relevant IS specification(s) | [12 empty] | #REF! | #REF! | #REF! | 0 | #REF! | JBVNL PO Rates | 0 | #DIV/0! | #DIV/0!
| (V) MFTs | Each | Conforming relevant IS specification(s) | [12 empty] | #REF! | #REF! | #REF! | 0 | #REF! | JBVNL PO Rates | 0 | #DIV/0! | #DIV/0!
| (VI) Contact Multiplying Relays (CMRs) | Each | Conforming relevant IS specification(s) | [12 empty] | #REF! | #REF! | #REF! | 0 | #REF! | JBVNL PO Rates | 0 | #DIV/0! | #DIV/0!
| (VII) Heavy duty relays for CB trip/Close | Each | Conforming relevant IS specification(s) | [12 empty] | #REF! | #REF! | #REF! | 0 | #REF! | JBVNL PO Rates | 0 | #DIV/0! | #DIV/0!
| (L) Test Equipments for FRTU |  | Conforming relevant IS specification(s) | [12 empty] | #REF! | #REF! | #REF! |  | #REF! | #REF! |  | #DIV/0! | #DIV/0!
| (I) FRTU Database Configuration & Maintenance Software tool | Each | Conforming relevant IS specification(s) | [12 empty] | #REF! | #REF! | #REF! | 0 | #REF! | JBVNL PO Rates | 0 | #DIV/0! | #DIV/0!
| (II) Master Station cum FRTU Simulator & Protocol analyzer software tool | Each | Conforming relevant IS specification(s) | [12 empty] | #REF! | #REF! | #REF! | 0 | #REF! | JBVNL PO Rates | 0 | #DIV/0! | #DIV/0!
| (III) Laptop PC for above software tools along with interfacing hardware including Hub | Each | Conforming relevant IS specification(s) | [12 empty] | #REF! | #REF! | #REF! | 0 | #REF! | JBVNL PO Rates | 0 | #DIV/0! | #DIV/0!
| (M) F4: GPRS/CDMA/EDGE/3GModems |  | Conforming relevant IS specification(s) | [12 empty] | #REF! | #REF! | #REF! |  | #REF! | #REF! |  | #DIV/0! | #DIV/0!
| (I) GPRS | Each | Conforming relevant IS specification(s) | [12 empty] | #REF! | #REF! | #REF! | 0 | #REF! | JBVNL PO Rates | 0 | #DIV/0! | #DIV/0!
| (N) Form: F-7: Auxiliary Power Supply System( APS) |  | Conforming relevant IS specification(s) | [12 empty] | #REF! | #REF! | #REF! |  | #REF! | #REF! |  | #DIV/0! | #DIV/0!
| (I) 20 kVA UPS (1+1) with VRLA Batteries to give 4 hrs back up | Set | Conforming relevant IS specification(s) | [12 empty] | #REF! | #REF! | #REF! | 0 | #REF! | JBVNL PO Rates | 0 | #DIV/0! | #DIV/0!
| (II) DC Power Supply (DCPS) system based on SMPS (for 20 A load plus charging current@10% capacity) with VRLA Batteries to give 4 hrs back up. | Set | Conforming relevant IS specification(s) | [12 empty] | #REF! | #REF! | #REF! | 0 | #REF! | JBVNL PO Rates | 0 | #DIV/0! | #DIV/0!
| (III) 2 kVA UPS for RTU Locations/LDMS | Set | Conforming relevant IS specification(s) | [12 empty] | #REF! | #REF! | #REF! | 0 | #REF! | JBVNL PO Rates | 0 | #DIV/0! | #DIV/0!
| (IV) 48 V DCPS at RTU Locations along with VRLA Batteries | Set | Conforming relevant IS specification(s) | [12 empty] | #REF! | #REF! | #REF! | 0 | #REF! | JBVNL PO Rates | 0 | #DIV/0! | #DIV/0!
| (V) 24/48 V DCPS for FRTU Locations along with VRLA Batteries | Set | Conforming relevant IS specification(s) | [12 empty] | #REF! | #REF! | #REF! | 0 | #REF! | JBVNL PO Rates | 0 | #DIV/0! | #DIV/0!
M1664 | Safety Equipment | [14 empty] | #REF! | #REF! | #REF! |  | #REF! | #REF! |  | #DIV/0! | #DIV/0!
| (I) Rechargeable LED hand torch | Each | Conforming relevant IS specification(s) |  |  | 558 |  | 750.4237 | 669.2627 | [6 empty] | #REF! | #REF! | #REF! | 558 | #REF! | MP SOR 2019-20 | 3 | 659.2288 | #REF!
| (II) Safety Helmet - PVC | Each | Conforming relevant IS specification(s) |  |  | 103 |  |  | 122.0763 | [6 empty] | #REF! | #REF! | #REF! | 112.54 | #REF! | Average | 2 | 112.5381 | #REF!
| (III) Safety Shoes (Electrical Safety) | Pair | Conforming relevant IS specification(s) |  |  | 427 |  | 792.7881 | 432.3051 | [6 empty] | #REF! | #REF! | #REF! | #REF! | #REF! | MP SOR 2019-20 | 3 | 550.6977 | #REF!
| (IV) Rubber hand Gloves(1.1KV) Commander | Pair | Conforming relevant IS specification(s) | [5 empty] | 467.2712 | [6 empty] | #REF! | #REF! | #REF! | 524.12 | #REF! | JBVNL SOR 2018-19 | 1 | 467.2712 | #REF!
| (V) Safety double adjustable belts(Karam) | Each | Conforming relevant IS specification(s) |  |  |  |  | 577.9237 | 539.8305 | [6 empty] | #REF! | #REF! | #REF! | #REF! | #REF! | CSPDCL SOR 2019-20 | 2 | 558.8771 | #REF!
| (VI) Safety Items as per the requirement of electrical inspector as under First Aid Box, Shock treatment chart, Rubber matts 8 mm thick, 4 Fire buckets with sand & M.S. Hooks / stand, Helmet, Hand gloves and, Fire extinguisher (2 Nos) | LS | Conforming relevant IS specification(s) | [12 empty] | #REF! | #REF! | #REF! | #REF! | #REF! | JBVNL SOR 2018-19 | 0 | #DIV/0! | #DIV/0!
M1665 | Fire extinguishers | [14 empty] | #REF! | #REF! | #REF! |  | #REF! | #REF! |  | #DIV/0! | #DIV/0!
| (I) I kg Dry Chemical Powder (MAP 50%); Fire rating : 1A, 8B | Each | Conforming relevant IS specification(s) | [12 empty] | #REF! | #REF! | #REF! | #REF! | #REF! | JBVNL SOR 2018-19 | 0 | #DIV/0! | #DIV/0!
| (II) 2 kg Dry Chemical Powder (MAP 50%); Fire rating: 2A, 8B | Each | Conforming relevant IS specification(s) | [12 empty] | #REF! | #REF! | #REF! | #REF! | #REF! | JBVNL SOR 2018-19 | 0 | #DIV/0! | #DIV/0!
| (III) 4 kg Dry Chemical Powder (MAP 50%); Fire Rating : 2A, 21B | Each | Conforming relevant IS specification(s) | [12 empty] | #REF! | #REF! | #REF! | #REF! | #REF! | JBVNL SOR 2018-19 | 0 | #DIV/0! | #DIV/0!
| (IV) 6 kg Dry Chemical Powder (MAP 50%); Fire Rating: 3A, 34B | Each | Conforming relevant IS specification(s) | [12 empty] | #REF! | #REF! | #REF! | #REF! | #REF! | JBVNL SOR 2018-19 | 0 | #DIV/0! | #DIV/0!
| (V) 9 kg Dry Chemical Powder (MAP 50%) Fire Rating: 4A, 55B | Each | Conforming relevant IS specification(s) | [12 empty] | #REF! | #REF! | #REF! | #REF! | #REF! | JBVNL SOR 2018-19 | 0 | #DIV/0! | #DIV/0!
| (VI) 6 ltr Water type; Fire Rating : 2A | Each | Conforming relevant IS specification(s) | [12 empty] | #REF! | #REF! | #REF! | #REF! | #REF! | JBVNL SOR 2018-19 | 0 | #DIV/0! | #DIV/0!
| (VII) 9 ltr Water type, Fire Rating: 3A | Each | Conforming relevant IS specification(s) | [12 empty] | #REF! | #REF! | #REF! | #REF! | #REF! | JBVNL SOR 2018-19 | 0 | #DIV/0! | #DIV/0!
| (VIII) 6 ltr Mechanical Foam type, Fire Rating: 2A, 21B | Each | Conforming relevant IS specification(s) | [12 empty] | #REF! | #REF! | #REF! | #REF! | #REF! | JBVNL SOR 2018-19 | 0 | #DIV/0! | #DIV/0!
| (IX) 9 ltr Mechanical Foam type, Fire Rating: 4A, 34B | Each | Conforming relevant IS specification(s) | [12 empty] | #REF! | #REF! | #REF! | #REF! | #REF! | JBVNL SOR 2018-19 | 0 | #DIV/0! | #DIV/0!
| (X) 2 kg Carbon Dioxide Type, Fire Rating: 8B | Each | Conforming relevant IS specification(s) | [5 empty] | 5076.5932 | [6 empty] | #REF! | #REF! | #REF! | #REF! | #REF! | JBVNL SOR 2018-19 | 1 | 5076.5932 | #REF!
| (XI) 3 kg Carbon Dioxide Type, Fire Rating: 13B | Each | Conforming relevant IS specification(s) | [12 empty] | #REF! | #REF! | #REF! | #REF! | #REF! | JBVNL SOR 2018-19 | 0 | #DIV/0! | #DIV/0!
| (XII) 4.5 kg Carbon Dioxide Type, Fire Rating: 21B | Each | Conforming relevant IS specification(s) | [12 empty] | #REF! | #REF! | #REF! | #REF! | #REF! | JBVNL SOR 2018-19 | 0 | #DIV/0! | #DIV/0!
| (XIII) 6.5 kg Carbon Dioxide Type, Fire Rating: 55B | Each | Conforming relevant IS specification(s) | [12 empty] | #REF! | #REF! | #REF! | #REF! | #REF! | JBVNL SOR 2018-19 | 0 | #DIV/0! | #DIV/0!
| (XIV) 9 kg Carbon Dioxide Type, Fire Rating: 70B | Each | Conforming relevant IS specification(s) |  |  |  | 13072.0339 | [8 empty] | #REF! | #REF! | #REF! | #REF! | #REF! | JBVNL SOR 2018-19 | 1 | 13072.0339 | #REF!
| (XV) 22.5 kg Carbon Dioxide Type, Fire Rating: 70B | Each | Conforming relevant IS specification(s) | [12 empty] | #REF! | #REF! | #REF! | #REF! | #REF! | JBVNL SOR 2018-19 | 0 | #DIV/0! | #DIV/0!
| (XVI) Gas Pressure CTC fire extinguisher | Each | Conforming relevant IS specification(s) | [12 empty] | #REF! | #REF! | #REF! | #REF! | #REF! | JBVNL SOR 2018-19 | 0 | #DIV/0! | #DIV/0!
| (XVII) Fire Buckets (Capacity 10 Ltrs.) | Each | Conforming relevant IS specification(s) |  |  |  | 61.0169 | [8 empty] | #REF! | #REF! | #REF! | 61.02 | #REF! | DHBVN SOR 2020-21 | 1 | 61.0169 | #REF!
M1666 | Feeder Pillar / SMDB / Distribution Board | [14 empty] | #REF! | #REF! | #REF! |  | #REF! | #REF! |  | #DIV/0! | #DIV/0!
| (I) LT Mini Feeder Pillar (simple with fuse arrangement) (aluminium Bus) | Each | Conforming relevant IS specification(s) | [12 empty] | #REF! | #REF! | #REF! | #REF! | #REF! | JBVNL SOR 2018-19 | 0 | #DIV/0! | #DIV/0!
| (II) SMDB(1 in, 3 out ) with housing 5 nos 20 Amp SPN MCB, | Each | Conforming relevant IS specification(s) | [12 empty] | #REF! | #REF! | #REF! | #REF! | #REF! | JBVNL SOR 2018-19 | 0 | #DIV/0! | #DIV/0!
| (III) TPN Distribution Board 12 way, 50 Amp TPN MCB, | Each | Conforming relevant IS specification(s) | [12 empty] | #REF! | #REF! | #REF! | #REF! | #REF! | JBVNL SOR 2018-19 | 0 | #DIV/0! | #DIV/0!
| (IV) TPN Distribution Board 12 way, 100 Amp TPN MCB, | Each | Conforming relevant IS specification(s) | [12 empty] | #REF! | #REF! | #REF! | #REF! | #REF! | JBVNL SOR 2018-19 | 0 | #DIV/0! | #DIV/0!
| (V) TPN Distribution Board 12 way, 150 Amp TPN MCB, | Each | Conforming relevant IS specification(s) | [12 empty] | #REF! | #REF! | #REF! | #REF! | #REF! | JBVNL SOR 2018-19 | 0 | #DIV/0! | #DIV/0!
| (VI) LT Feeder Piller box for 1 phase 8 connection made of M.S.Sheet. | Each | Conforming relevant IS specification(s) | [5 empty] | 4504.8136 | [6 empty] | #REF! | #REF! | #REF! | 4504.8136 | #REF! | CSPDCL SOR 2019-20 | 1 | 4504.8136 | #REF!
| (VII) LT Feeder Piller box for 1 phase 12 connection made of M.S.Sheet. | Each | Conforming relevant IS specification(s) | [5 empty] | 5683.9746 | [6 empty] | #REF! | #REF! | #REF! | 5683.9746 | #REF! | CSPDCL SOR 2019-20 | 1 | 5683.9746 | #REF!
| (VIII) LT Feeder Piller box for 3 phase 4 connection made of M.S.Sheet. | Each | Conforming relevant IS specification(s) | [5 empty] | 12891.2542 | [6 empty] | #REF! | #REF! | #REF! | 12891.2542 | #REF! | CSPDCL SOR 2019-20 | 1 | 12891.2542 | #REF!
| (IX) LT Feeder Piller box for 3 phase 8 connection made of M.S.Sheet. | Each | Conforming relevant IS specification(s) | [5 empty] | 13505.1525 | [6 empty] | #REF! | #REF! | #REF! | 13505.1525 | #REF! | CSPDCL SOR 2019-20 | 1 | 13505.1525 | #REF!
| (X) LT Feeder Pillar (simple with fuse arrangement) (aluminium Bus) | Each | Conforming relevant IS specification(s) | [12 empty] | #REF! | #REF! | #REF! | #REF! | #REF! | JBVNL SOR 2018-19 | 0 | #DIV/0! | #DIV/0!
M1667 | Aluminium End Terminal Lugs |  | Conforming relevant IS specification(s) | [12 empty] | #REF! | #REF! | #REF! |  | #REF! | #REF! |  | #DIV/0! | #DIV/0!
| 10 Sq mm | Each | Conforming relevant IS specification(s) | [5 empty] | 1.8983 | [6 empty] | #REF! | #REF! | #REF! | #REF! | #REF! | CSPDCL SOR 2019-20 | 1 | 1.8983 | #REF!
| 16 Sq mm | Each | Conforming relevant IS specification(s) | [5 empty] | 1.8983 | [6 empty] | #REF! |  |  | #REF! | #REF! | CSPDCL SOR 2019-20
| 25 Sq mm | Each | Conforming relevant IS specification(s) | [5 empty] | 3.7966 | [6 empty] | #REF! |  |  | #REF! | #REF! | CSPDCL SOR 2019-20
| 32 Sq mm | Each | Conforming relevant IS specification(s) | [5 empty] | 4.7458 | [6 empty] | #REF! |  |  | #REF! | #REF! | CSPDCL SOR 2019-20
| 50 Sq mm | Each | Conforming relevant IS specification(s) | [5 empty] | 7.6017 | [6 empty] | #REF! |  |  | #REF! | #REF! | CSPDCL SOR 2019-20
| 70 Sq mm | Each | Conforming relevant IS specification(s) | [5 empty] | 11.3983 | [6 empty] | #REF! |  |  | #REF! | #REF! | CSPDCL SOR 2019-20
| 95 Sq mm | Each | Conforming relevant IS specification(s) | [5 empty] | 14.2373 | [6 empty] | #REF! |  |  | #REF! | #REF! | CSPDCL SOR 2019-20
| 120 sqmm | Each | Conforming relevant IS specification(s) | [5 empty] | 19.9407 | [6 empty] | #REF! |  |  | #REF! | #REF! | CSPDCL SOR 2019-20
| 150 Sq mm | Each | Conforming relevant IS specification(s) | [5 empty] | 22.7881 | [6 empty] | #REF! |  |  | #REF! | #REF! | CSPDCL SOR 2019-20
| 185 Sq mm | Each | Conforming relevant IS specification(s) | [5 empty] | 36.0847 | [6 empty] | #REF! |  |  | #REF! | #REF! | CSPDCL SOR 2019-20
| 225 Sq mm | Each | Conforming relevant IS specification(s) | [5 empty] | 40.822 | [6 empty] | #REF! |  |  | #REF! |  | CSPDCL SOR 2019-20
| 240 Sq mm | Each | Conforming relevant IS specification(s) | [5 empty] | 58.8729 | [6 empty] | #REF! |  |  | #REF! | #REF! | CSPDCL SOR 2019-20
| 300 sqmm | Each | Conforming relevant IS specification(s) | [5 empty] | 69.322 | [6 empty] | #REF! |  |  | #REF! | #REF! | CSPDCL SOR 2019-20
| 400 Sq mm | Each | Conforming relevant IS specification(s) | [5 empty] | 89.2627 | [6 empty] | #REF! |  |  | #REF! | #REF! | CSPDCL SOR 2019-20
M1668 | Other Misc. Equipment | [14 empty] | #REF! | #REF! | #REF! |  | #REF! | #REF! |  | #DIV/0! | #DIV/0!
| (I) Earthing G.I.Strip (65x6)mm2 | Kg | Conforming relevant IS specification(s) | [12 empty] | #REF! | #REF! | #REF! | #REF! | #REF! | JBVNL SOR 2018-19 | 0 | #DIV/0! | #DIV/0!
| (II) Rain Coat | Each | Conforming relevant IS specification(s) |  |  | 693 |  |  | 642.1271 | [6 empty] | #REF! | #REF! | #REF! | 667.56 | #REF! | Average | 2 | 667.5636 | #REF!
| (III) Rubber mat along length of pannel | Each | Conforming relevant IS specification(s) |  |  | 3045 |  |  | 4042.2966 | [6 empty] | #REF! | #REF! | #REF! | #REF! | #REF! | JBVNL SOR 2018-19 | 2 | 3543.6483 | #REF!
| (IV) Aluminium pipe 40 mm dia | Mtr | Conforming relevant IS specification(s) | [12 empty] | #REF! | #REF! | #REF! | #REF! | #REF! | JBVNL SOR 2018-19 | 0 | #DIV/0! | #DIV/0!
| (V) 400 watt/250 V HPSV Lamp fitting complete for 33/11 KV PSS Yard lightining | Set | Conforming relevant IS specification(s) |  |  | 8537 | [9 empty] | #REF! | #REF! | #REF! | #REF! | #REF! | JBVNL SOR 2018-19 | 1 | 8537 | #REF!
| (VI) 30 V 80 AH Battery Charging unit complete with battery and stand | Set | Conforming relevant IS specification(s) | [12 empty] | #REF! | #REF! | #REF! | #REF! | #REF! | JBVNL SOR 2018-19 | 0 | #DIV/0! | #DIV/0!
| (VII) 30 Volts 100 AH lead Acid Battery with Battery Charger and Stand | Each | Conforming relevant IS specification(s) |  |  |  | 144745.7627 | [8 empty] | #REF! | #REF! | #REF! | #REF! | #REF! | DHBVN SOR 2020-21 | 1 | 144745.7627 | #REF!
| (VIII) 30V, 40 Amp. Float-cum-Boost Battery Charger with full wave rectification for 230 V, 1 phase, 50 Hz AC Input Supply as per technical specifications. | Set | Conforming relevant IS specification(s) | [12 empty] | #REF! | #REF! | #REF! | 0 | #REF! | JBVNL PO Rates | 0 | #DIV/0! | #DIV/0!
| (IX) Polycarbonate seal bit | Each | Conforming relevant IS specification(s) |  | 4.5763 |  |  | 4.4831 | 4.4831 | [6 empty] | #REF! | #REF! | #REF! | 4.48 | #REF! | CSPDCL SOR 2019-20 | 3 | 4.5141 | #REF!
| (X) Sticker seal with Hologram | Each | Conforming relevant IS specification(s) |  |  |  |  | 2.4831 | [7 empty] | #REF! | #REF! | #REF! | #REF! | #REF! | JBVNL SOR 2018-19 | 1 | 2.4831 | #REF!
| (XI) Earth knob | Each | Conforming relevant IS specification(s) | [12 empty] | #REF! | #REF! | #REF! | #REF! | #REF! | JBVNL SOR 2018-19 | 0 | #DIV/0! | #DIV/0!
| (XII) MS Earth Mat for switch yard | MT | Conforming relevant IS specification(s) |  |  |  | 41564.4068 | [8 empty] | #REF! | #REF! | #REF! | 41564.41 | #REF! | DHBVN SOR 2020-21 | 1 | 41564.4068 | #REF!
| (XIII) Rail piece 44.64Kg/m 6.92 meter long for power transformer | Mtr | Conforming relevant IS specification(s) | [12 empty] | #REF! | #REF! | #REF! | #REF! | #REF! | JBVNL SOR 2018-19 | 0 | #DIV/0! | #DIV/0!
| (XIV) Aluminium binding wire | Kg | Conforming relevant IS specification(s) |  |  | 256 | [9 empty] | #REF! | #REF! | #REF! | #REF! | #REF! | JBVNL SOR 2018-19 | 1 | 256 | #REF!
| (XV) GI Wire No. 6/8/10 | Kg | Conforming relevant IS specification(s) |  |  | 52 | 66.0025 | 54.7314 | 55.0924 | [6 empty] | #REF! | #REF! | #REF! | #REF! | #REF! | JBVNL SOR 2018-19 | 4 | 56.9566 | #REF!
| (XVI) T/C Fuse wire 12/ 14/ 16/ 18/ 22/ 28/ 32 SWG | Kg | Conforming relevant IS specification(s) |  |  |  |  | 727.4492 | [7 empty] | #REF! | #REF! | #REF! | 790 | #REF! | Market Rate | 1 | 727.4492 | #REF!
| (XVII) M S Nuts & Bolts of different size | MT | Conforming relevant IS specification(s) |  | 70338.9831 |  |  | 72450 | 61677.9661 | [6 empty] | #REF! | #REF! | #REF! | 65866.74 | #REF! | Market Rate | 3 | 68155.6497 | #REF!
| (XVIII) Galvanised Nuts & Bolts(Assorted size) | MT | Conforming relevant IS specification(s) |  |  | 72000 | 70338.9831 |  | 83923.7288 | [6 empty] | #REF! | #REF! | #REF! | 75420.9 | #REF! | Average | 3 | 75420.904 | #REF!
| (XIX) Jointing sleeves (Alumnium) suitable for 34/55 sq.mm | Each | Conforming relevant IS specification(s) |  |  | 96 | [9 empty] | #REF! | #REF! | #REF! | #REF! | #REF! | JBVNL SOR 2018-19 | 1 | 96 | #REF!
| (XX) Jointing sleeves (Alumnium) suitable for 70-100 sq.mm | Each | Conforming relevant IS specification(s) |  |  | 128 |  |  | 123.3644 | [6 empty] | #REF! | #REF! | #REF! | 123.36 | #REF! | CSPDCL SOR 2019-20 | 2 | 125.6822 | #REF!
| (XXI) Jointing sleeves (Alumnium) suitable for 150-232 sq.mm | Each | Conforming relevant IS specification(s) |  |  | 178 |  |  | 190.6525 | [6 empty] | #REF! | #REF! | #REF! | 178 | #REF! | MP SOR 2019-20 | 2 | 184.3263 | #REF!
| (XXII) Anticlimbing Device(Barbed wire) 2x12 SWG | Kg | Conforming relevant IS specification(s) |  |  | 61.92 |  |  | 66.5263 | [6 empty] | #REF! | #REF! | #REF! | 61.92 | #REF! | MP SOR 2019-20 | 2 | 64.2231 | #REF!
| (XXIII) Al paint | Litre | Conforming relevant IS specification(s) | [5 empty] | 286.7797 | [6 empty] | #REF! | #REF! | #REF! | 270.91 | #REF! | JBVNL SOR 2018-19 | 1 | 286.7797 | #REF!
| (XXIV) Red oxide paint | Litre | Conforming relevant IS specification(s) | [5 empty] | 128.3475 | [6 empty] | #REF! | #REF! | #REF! | 152.24 | #REF! | JBVNL SOR 2018-19 | 1 | 128.3475 | #REF!
| (XXV) LT Phase Seperator | Set | Conforming relevant IS specification(s) | [12 empty] | #REF! | #REF! | #REF! | #REF! | #REF! | JBVNL SOR 2018-19 | 0 | #DIV/0! | #DIV/0!
| (XXVI) 3 mm Thick MS plate with weight of 0.36 kg Asset Tag | Each | Conforming relevant IS specification(s) | [12 empty] | #REF! | #REF! | #REF! | #REF! | #REF! | JBVNL SOR 2018-19 | 0 | #DIV/0! | #DIV/0!
| (XXVII) Transformer oil (EHV Grade) | KL | Conforming relevant IS specification(s) |  | 72101.6949 |  |  |  | 61490.3983 | [6 empty] | #REF! | #REF! | #REF! | 0 | #REF! | JBVNL PO Rates | 2 | 66796.0466 | #REF!
| (XXVIII) Natural Ester Oil | KL | Conforming relevant IS specification(s) | [12 empty] | #REF! | #REF! | #REF! | 170000 | #REF! | Market Rate (New Item) | 0 | #DIV/0! | #DIV/0!
| (XXIX) C-wedge Connector for 0.2sq Panther Conductor (Nominal Aluminum Area 200mm2) | Each | Conforming relevant IS specification(s) |  |  |  | 871.1864 | [8 empty] | #REF! | #REF! | #REF! | 871.19 | #REF! | DHBVN SOR 2020-21 | 1 | 871.1864 | #REF!
| (XXX) Fault Locator Machine for UG cables (FLC) without vehicle | Each | Conforming relevant IS specification(s) | [12 empty] | #REF! | #REF! | #REF! | #REF! | #REF! | JBVNL SOR 2018-19 | 0 | #DIV/0! | #DIV/0!
| (XXXI) Transformer Oil Testing Kit (220/230 AC ) | Each | Conforming relevant IS specification(s) | [12 empty] | #REF! | #REF! | #REF! | #REF! | #REF! | JBVNL SOR 2018-19 | 0 | #DIV/0! | #DIV/0!
| (XXXII) Transformer Oil Filter Machine (500 GPH) | Each | Conforming relevant IS specification(s) | [12 empty] | #REF! | #REF! | #REF! | 0 | #REF! | JBVNL PO Rates | 0 | #DIV/0! | #DIV/0!
| (XXXIII) Supply & Installation of Battery bank of 2 Volt 300 AH VRLA cells mounted on rack with insulated copper terminal connectors & nut boly (each set of battery bank consist of 204 nos. VRLA cells) |  | Conforming relevant IS specification(s) | [12 empty] | 0 |  |  | 0 | #DIV/0! | JBVNL PO Rates
| (B) Furniture |  | Conforming relevant IS specification(s) | [12 empty] | #REF! | #REF! | #REF! |  | #REF! |  |  | #DIV/0! | #DIV/0!
| (I) Thrive Mid Back Revolving Chair - Size:75cm(W) x 75cm(D) x 100cm-109cm(H) x 45cm-54cm (Seat Height). | Each | Conforming relevant IS specification(s) | [12 empty] | #REF! | #REF! | #REF! | 0 | #REF! | JBVNL PO Rates | 0 | #DIV/0! | #DIV/0!
| (II) Thrive Non-Revolving Visitor Chair - Size:63.5cm(W) x 59.5cm(D) x 97.5cm(H) x 42.5cm (Seat Height). | Each | Conforming relevant IS specification(s) | [12 empty] | #REF! | #REF! | #REF! | 0 | #REF! | JBVNL PO Rates | 0 | #DIV/0! | #DIV/0!
| (III) Regency Non-Revolving Visitor Chair with armrest - Size:59cm(W) x 63cm(D) x 81.5cm(H) x 45cm (Seat Height). | Each | Conforming relevant IS specification(s) | [12 empty] | #REF! | #REF! | #REF! | 0 | #REF! | JBVNL PO Rates | 0 | #DIV/0! | #DIV/0!
| (IV) Regency Mid Back Revolving Chair - Size:76.3cm(W) x 76.3cm(D) x 78.5cm-90.5cm(H) x 44.2cm-54.2cm (Seat Height). | Each | Conforming relevant IS specification(s) | [12 empty] | #REF! | #REF! | #REF! | 0 | #REF! | JBVNL PO Rates | 0 | #DIV/0! | #DIV/0!
| (V) Bravo Mid Back Revolving Chair - Size:76.3cm(W) x 76.3cm(D) x 85.5cm-97.5cm(H) x 42.5cm-54.5cm (Seat Height). | Each | Conforming relevant IS specification(s) | [12 empty] | #REF! | #REF! | #REF! | 0 | #REF! | JBVNL PO Rates | 0 | #DIV/0! | #DIV/0!
| (VI) High Back Revolving Chair - Size:76.1cm(W) x 76.1cm(D) x 114.5cm-131.5cm(H) x 44.5cm-54.5cm (Seat Height). | Each | Conforming relevant IS specification(s) | [12 empty] | #REF! | #REF! | #REF! | 0 | #REF! | JBVNL PO Rates | 0 | #DIV/0! | #DIV/0!
| (VII) Non-Revolving Visitor Chair - Size:60.9cm(W) x 64.7cm(D) x 98.2cm(H) x 46.2cm (Seat Height). | Each | Conforming relevant IS specification(s) | [12 empty] | #REF! | #REF! | #REF! | 0 | #REF! | JBVNL PO Rates | 0 | #DIV/0! | #DIV/0!
| (VIII) Very High Back Revolving Chair - Size:77cm(W) x 77cm(D) x 134.9cm-143.9cm(H) x 49.9cm-58.9cm (Seat Height). | Each | Conforming relevant IS specification(s) | [12 empty] | #REF! | #REF! | #REF! | 0 | #REF! | JBVNL PO Rates | 0 | #DIV/0! | #DIV/0!
| (IX) Non-Revolving Visitor Chair - Size:59cm(W) x 68.5cm(D) x 89.5cm(H) x 46.5cm (Seat Height). | Each | Conforming relevant IS specification(s) | [12 empty] | #REF! | #REF! | #REF! | 0 | #REF! | JBVNL PO Rates | 0 | #DIV/0! | #DIV/0!
| (X) Unlearn Single Seater CPU / Laptop Table for Computer Training Hall -Size: 90cm(W) x 60cm(D) x 68cm(H) | Each | Conforming relevant IS specification(s) | [12 empty] | #REF! | #REF! | #REF! | 0 | #REF! | JBVNL PO Rates | 0 | #DIV/0! | #DIV/0!
| (XI) Unlearn 2 Seater Laptop Table for Meeting Hall - Size:135cm(W) x 60cm(D) x 68cm(H) | Each | Conforming relevant IS specification(s) | [12 empty] | #REF! | #REF! | #REF! | 0 | #REF! | JBVNL PO Rates | 0 | #DIV/0! | #DIV/0!
| (XII) Unlearn 4 Seater Laptop Table for Meeting Hall - Size:270cm(W) x 60cm(D) x 68cm(H) | Each | Conforming relevant IS specification(s) | [12 empty] | #REF! | #REF! | #REF! | 0 | #REF! | JBVNL PO Rates | 0 | #DIV/0! | #DIV/0!
| (XIII) Talk Unitised 4-Seater Round Table - Size:120cm dia x 75cm(H) | Each | Conforming relevant IS specification(s) | [12 empty] | #REF! | #REF! | #REF! | 0 | #REF! | JBVNL PO Rates | 0 | #DIV/0! | #DIV/0!
| (XIV) Talk Modular Conference Table - Size:67.5cm(W) x 60cm(D) x 75cm(H) | Each | Conforming relevant IS specification(s) | [12 empty] | #REF! | #REF! | #REF! | 0 | #REF! | JBVNL PO Rates | 0 | #DIV/0! | #DIV/0!
| (XV) Enterprise Table with CPU hanger - Size:165cm(W) x 90cm(D) x 72.8cm(H) | Each | Conforming relevant IS specification(s) | [12 empty] | #REF! | #REF! | #REF! | 0 | #REF! | JBVNL PO Rates | 0 | #DIV/0! | #DIV/0!
| (XVI) Insight Table for Library - Size:180cm(W) X 90cm(D) X 74cm(H) | Each | Conforming relevant IS specification(s) | [12 empty] | #REF! | #REF! | #REF! | 0 | #REF! | JBVNL PO Rates | 0 | #DIV/0! | #DIV/0!
| (XVII) Versatila V2 Table for Faculty Sitting Area - Size:150cm(W) x 89.4cm(D) x 75cm(H) | Each | Conforming relevant IS specification(s) | [12 empty] | #REF! | #REF! | #REF! | 0 | #REF! | JBVNL PO Rates | 0 | #DIV/0! | #DIV/0!
| (XVIII) Executive Table with Right-Unit and Pedestal - Size:180cm(W) x 210cm(D) x 75cm(H) | Each | Conforming relevant IS specification(s) | [12 empty] | #REF! | #REF! | #REF! | 0 | #REF! | JBVNL PO Rates | 0 | #DIV/0! | #DIV/0!
| (XIX) Main Desk Table - Size: 180cm(W) x 90cm(D) x 75cm(H) | Each | Conforming relevant IS specification(s) | [12 empty] | #REF! | #REF! | #REF! | 0 | #REF! | JBVNL PO Rates | 0 | #DIV/0! | #DIV/0!
| (XX) Back Unit for Impress Desk Table - Size: 221.5cm(W) x 41cm(D) x 200cm(H) | Each | Conforming relevant IS specification(s) | [12 empty] | #REF! | #REF! | #REF! | 0 | #REF! | JBVNL PO Rates | 0 | #DIV/0! | #DIV/0!
| (XXI) Display Unit TV Cabinet Walnut Color - Size: 140cm(W) x 40cm(D) x 75.4cm(H) | Each | Conforming relevant IS specification(s) | [12 empty] | #REF! | #REF! | #REF! | 0 | #REF! | JBVNL PO Rates | 0 | #DIV/0! | #DIV/0!
| (XXII) Time Out 4-Seater PU Coated Dining Table -Size: 113.5cm(W) x 117.5cm(D) x 75cm(H) | Each | Conforming relevant IS specification(s) | [12 empty] | #REF! | #REF! | #REF! | 0 | #REF! | JBVNL PO Rates | 0 | #DIV/0! | #DIV/0!
| (XXIII) Café Chair without Armrest - Size: 52.5cm(W) x 55.8cm(D) x 84.5cm(H) x 45cm (Seat Height) | Each | Conforming relevant IS specification(s) | [12 empty] | #REF! | #REF! | #REF! | 0 | #REF! | JBVNL PO Rates | 0 | #DIV/0! | #DIV/0!
| (XXIV) Apple Dining Table 6 Seater Glass Top - Size: 160cm(W) x 90cm(D) x 75cm(H) | Each | Conforming relevant IS specification(s) | [12 empty] | #REF! | #REF! | #REF! | 0 | #REF! | JBVNL PO Rates | 0 | #DIV/0! | #DIV/0!
| (XXV) Silver Dining Chair - Size: 44.5cm(W) x 41.5cm(D) x 96cm(H) | Each | Conforming relevant IS specification(s) | [12 empty] | #REF! | #REF! | #REF! | 0 | #REF! | JBVNL PO Rates | 0 | #DIV/0! | #DIV/0!
| (XXVI) Dark Walnut Dining Chair - Size: 45cm(W) x 45cm(D) x 95cm(H) | Each | Conforming relevant IS specification(s) | [12 empty] | #REF! | #REF! | #REF! | 0 | #REF! | JBVNL PO Rates | 0 | #DIV/0! | #DIV/0!
| (XXVII) Coffee Table Walnut Color - Size: 100cm(W) x 65cm(D) x 45cm(H) | Each | Conforming relevant IS specification(s) | [12 empty] | #REF! | #REF! | #REF! | 0 | #REF! | JBVNL PO Rates | 0 | #DIV/0! | #DIV/0!
| (XXVIII) 3-Seater Leatherite Sofa - Size: 205.5cm(W) x 92cm(D) x 82cm(H) | Each | Conforming relevant IS specification(s) | [12 empty] | #REF! | #REF! | #REF! | 0 | #REF! | JBVNL PO Rates | 0 | #DIV/0! | #DIV/0!
| (XXIX) 2-Seater Leatherite Sofa - Size: 100cm(W) x 92cm(D) x 82cm(H) | Each | Conforming relevant IS specification(s) | [12 empty] | #REF! | #REF! | #REF! | 0 | #REF! | JBVNL PO Rates | 0 | #DIV/0! | #DIV/0!
| (XXX) Single Seater Leatherite Sofa - Size: 86cm(W) x 92cm(D) x 82cm(H) | Each | Conforming relevant IS specification(s) | [12 empty] | #REF! | #REF! | #REF! | 0 | #REF! | JBVNL PO Rates | 0 | #DIV/0! | #DIV/0!
| (XXXI) Plain Almirah - Size: 91.6cm(W) x 48.6cm(D) x 198cm(H) | Each | Conforming relevant IS specification(s) | [12 empty] | #REF! | #REF! | #REF! | 0 | #REF! | JBVNL PO Rates | 0 | #DIV/0! | #DIV/0!
| (XXXII) Glass Door Storwel Almirah - Size: 91.6cm(W) x 48.6cm(D) x 198cm(H) | Each | Conforming relevant IS specification(s) | [12 empty] | #REF! | #REF! | #REF! | 0 | #REF! | JBVNL PO Rates | 0 | #DIV/0! | #DIV/0!
| (XXXIII) Single Sided Wood & Steel Book Rack Base Unit - Size:90cm(W) x 30cm(D) x 189cm(H) | Each | Conforming relevant IS specification(s) | [12 empty] | #REF! | #REF! | #REF! | 0 | #REF! | JBVNL PO Rates | 0 | #DIV/0! | #DIV/0!
| (XXXIV) All Steel Periodical Display Rack - Size:90cm(W) X 45cm(D) x 183cm(H) | Each | Conforming relevant IS specification(s) | [12 empty] | #REF! | #REF! | #REF! | 0 | #REF! | JBVNL PO Rates | 0 | #DIV/0! | #DIV/0!
| (XXXV) 4 Door Bookcase (Without Top) - Size:91.4cmW x 32cm(D) x 174.2cm(H) | Each | Conforming relevant IS specification(s) | [12 empty] | #REF! | #REF! | #REF! | 0 | #REF! | JBVNL PO Rates | 0 | #DIV/0! | #DIV/0!
| (XXXVI) White Board 4ft. X 3ft. With Stand | Each | Conforming relevant IS specification(s) | [12 empty] | #REF! | #REF! | #REF! | 0 | #REF! | JBVNL PO Rates | 0 | #DIV/0! | #DIV/0!
| (XXXVII) L-Shaped Workstation made of 19mm thk white MDF board with pvc edges.Size:1800mm(L) + 1200mm(L)X 600mm(D)X 1200mm(H) | Each | Conforming relevant IS specification(s) | [12 empty] | #REF! | #REF! | #REF! | 0 | #REF! | JBVNL PO Rates | 0 | #DIV/0! | #DIV/0!
M1669 | Meter Box | [15 empty] | #REF! | #REF! |  | #DIV/0! |  |  | #DIV/0! | #DIV/0!
| (I) Poly carbonate weather proof outdoor type Meter cover boxes for single phase meter size 315mm x 265mm x 130mm along with zinc plated clamps | Each | Conforming relevant IS specification(s) |  |  |  | 279.661 | [8 empty] | #REF! | #REF! | #REF! | 254.19 | #REF! | JBVNL SOR 2018-19 | 1 | 279.661 | #REF!
| (II) Poly carbonate weather proof outdoor type Meter cover boxes for three phase meters 445mm x 345mm x 170mm along with zinc plated clamps | Each | Conforming relevant IS specification(s) |  |  | 375 | 433.8983 | [8 empty] | #REF! | #REF! | #REF! | 396.69 | #REF! | JBVNL SOR 2018-19 | 2 | 404.4492 | #REF!
| (III) Deep drawn M.S. sheet weather proof outdoor type Meter cover box for single phase Meter size 300mm x 250mm x 160mm along with Zinc plated clamps | Each | Conforming relevant IS specification(s) |  |  |  | 299.1525 | 320.6356 | [7 empty] | #REF! | #REF! | #REF! | 321 | #REF! | AVVNL SOR 2020-21 | 2 | 309.8941 | #REF!
| (IV) Deep drawn M.S. sheet weather proof outdoor type Meter cover box for three phase Meter size 500mm x 300mm x 160mm along with Zinc plated clamps | Each | Conforming relevant IS specification(s) |  |  |  | 983.0508 | [8 empty] | #REF! | #REF! | #REF! | 1086.09 | #REF! | JBVNL SOR 2018-19 | 1 | 983.0508 | #REF!
| (V) Metal Box of CT 800/5 Amp | Each | Conforming relevant IS specification(s) |  | 6932.3758 | [10 empty] | #REF! | #REF! | #REF! | 0 | #REF! | JBVNL PO Rates | 1 | 6932.3758 | #REF!
| (VI) Meter Box made of m/s sheet etc. CRCA Metal sheet each fitted with 4no. Racing cost CT ratio 400/5A | Each | Conforming relevant IS specification(s) |  |  | 2186.7542 | [9 empty] | #REF! | #REF! | #REF! | #REF! | #REF! | MP SOR 2019-20 | 1 | 2186.7542 | #REF!
| (VII) Meter Box | Each | Conforming relevant IS specification(s) |  | 359.8104 | [10 empty] | #REF! | #REF! | #REF! | 0 | #REF! | JBVNL PO Rates | 1 | 359.8104 | #REF!
| (VIII) Meter Box made of m/s sheet etc. CRCA Metal sheet each fitted with 4no. Racing cost CT ratio 800/5A | Each | Conforming relevant IS specification(s) |  |  | 2215.3983 | [9 empty] | #REF! | #REF! | #REF! | #REF! | #REF! | MP SOR 2019-20 | 1 | 2215.3983 | #REF!
| (IX) Metal Box of CT 400/5 Amp | Each | Conforming relevant IS specification(s) | [12 empty] | #REF! | #REF! | #REF! | 0 | #REF! | JBVNL PO Rates | 0 | #DIV/0! | #DIV/0!
M1670 | Gas insulated Switchgear S/S | [14 empty] | #REF! | #REF! | #REF! |  | #REF! |  |  | #DIV/0! | #DIV/0!
| (I) 30kV, 10kA, Metal Oxide, station class, Surge Arrester (SCADA Compliant)(for 33kV Incoming Line, HT side of 2nos. Power Transformers and 33/0.433kV Station Transformer) - Outdoor Type with Surge Counter. | Set | Conforming relevant IS specification(s) | [12 empty] | #REF! | #REF! | #REF! | #REF! | #REF! | JBVNL SOR 2018-19 | 0 | #DIV/0! | #DIV/0!
| (II) 33kV Indoor Gas Insulated Switchgear Panel (SCADA compliants) with: Breaker: 36KV, 1250 A, (25KA S.C. rating), 3-Ph, indoor type Breaker (with 30V DC tripping/closing coil and associated control) along with marshalling box, terminal connectors and required accessories complete as per applicable TS CT:36KV, 1-PH, 25KA (800^00-200/ 1-1 -1 A) indoor type Current Transformer, having three secondary cores (protection & metering & current differential protection) along with terminal connectors, junction box and required accessories etc. complete as per applicable TS ( 1 set = 3 nos.) PTs: 36KV, 1-PH, 33KV/110 V, single core outdoor type Potential Transformer along with terminal connectors, junction box and required accessories etc. complete as per applicable TS ( 1 set= 3 nos.) and digital Ammeter/voltmeter/Energy meter, O/C and E/F relay etc. The cable chamber shall have 3 nos., 20kV, 10 kA distribution class valve type lightning arresters and isolators of capacity given in TS. for Feeder Protection | Set | Conforming relevant IS specification(s) |  |  | 1700062 | [9 empty] | #REF! | #REF! | #REF! | #REF! | #REF! | MP SOR 2019-20 | 1 | 1700062 | #REF!
| (III) 33kV Indoor Gas Insulated Switchgear Panel (SCADA compliants) consisting of 36 KV Breaker-630A,25 KA for 3 sec,3 phase Single Busbar-1250A(Copper) , 36 KV single phase, (800-400-200/1-1 A) 3 Nos of Indoor type CT's,33 KV/110Volts Potential transformers, indoor mounting type control panel, Control cabelling between GIS and indoor control panel and required accessories,bi-metalic clamps,ammeter ,voltmeter,modem compatible DLMS compliant class 1 meter static tri-vector energy meter,relays and accessories complete for Bus Coupler protection. | Set | Conforming relevant IS specification(s) |  |  | 1700062 | [9 empty] | #REF! | #REF! | #REF! | #REF! | #REF! | MP SOR 2019-20 | 1 | 1700062 | #REF!
| (IV) 33kV Indoor Gas Insulated Switchgear Panel (SCADA compliants) consisting of 36 KV Breaker-630A,25 KA for 3 sec,3 phase Single Busbar-1250A(Copper) , 36 KV single phase, (800-400-200/1-1-1A) 3 Nos of Indoor type CT's,33 KV/110Volts Potential transformers, indoor mounting type control panel, Control cabelling between Breaker's and indoor control panel and required accessories,bi-metalic clamps,ammeter ,voltmeter,modem compatible DLMS compliant class 1 meter static tri-vector energy meter,relays and accessories complete for power transformer protection. | Set | Conforming relevant IS specification(s) |  |  | 1500055 | [9 empty] | #REF! | #REF! | #REF! | #REF! | #REF! | MP SOR 2019-20 | 1 | 1500055 | #REF!
| (V) 11 KV indoor gas insulated switch gear panel (SCADA compliants) consisting of 1250 A, 25kA for 3 seconds, 3-ph, indoor type Breaker along with 12 kV, 1-Phase, 600-300/1-1-1-1 Amp 3 Nos indoor type Current Transformer, 11 kV/110 Volts Potential Transformers, indoor mounting type control panel for Transformer breaker, control cabling between Breaker and indoor control panel and required accessories, bi-metallic clamps, A-meter, volt-meter, Modem compatible DLMS Complaint Class A Static Tri-Vector Energy Meter, Relay & accessories complete for transformer protection | Set | Conforming relevant IS specification(s) |  |  | 1260046 | [9 empty] | #REF! | #REF! | #REF! | #REF! | #REF! | MP SOR 2019-20 | 1 | 1260046 | #REF!
| (VI) 12 kV, 1250 A, 25kA for 3 seconds, 3-ph, indoor gas insulated switch gear panel (SCADA compliants) along with 12 kV, 1-Phase, 600-300/1-1-1-1 Amp 3 Nos indoor type Current Transformer, 11 kV/110 Volts Potential Transformers, indoor mounting type control panel for Transformer breaker, control cabling between Breaker and indoor control panel and required accessories, bi-metallic clamps, A-meter, volt-meter, Modem compatible DLMS Complaint Class A Static Tri-Vector Energy Meter, Relay & accessories complete for bus coupler protection | Set | Conforming relevant IS specification(s) |  |  | 1260046 | [9 empty] | #REF! | #REF! | #REF! | #REF! | #REF! | MP SOR 2019-20 | 1 | 1260046 | #REF!
| (VII) 12 kV, 1250 A, 25kA for 3 seconds, 3-ph, indoor gas insulated switch gear panel (SCADA compliants) along with 12 kV, 1-Phase, 600-300/1-1-1-1 Amp 3 Nos indoor type Current Transformer, 11 kV/110 Volts Potential Transformers, indoor mounting type control panel for Transformer breaker, control cabling between Breaker and indoor control panel and required accessories, bi-metallic clamps, A-meter, volt-meter, Modem compatible DLMS Complaint Class A Static Tri-Vector Energy Meter, Relay & accessories complete for feeder protection | Set | Conforming relevant IS specification(s) |  |  | 1216711 | [9 empty] | #REF! | #REF! | #REF! | #REF! | #REF! | MP SOR 2019-20 | 1 | 1216711 | #REF!
| (VIII) Remote Terminal Unit (RTU) & Accessories with PC & connections with 30 nos. analog points for voltage, frequency, MW, MVAR ; 3 positional analog points for OLTC and 28 digital points for breaker and isolator status. | Set | Conforming relevant IS specification(s) | [12 empty] | #REF! | #REF! | #REF! | #REF! | #REF! | JBVNL SOR 2018-19 | 0 | #DIV/0! | #DIV/0!
| (IX) Flexible Cu. Earth bond 1cm dia & 500mm long, both end provision of socket suitable for M-16 bolts. | Set | Conforming relevant IS specification(s) | [12 empty] | #REF! | #REF! | #REF! | #REF! | #REF! | JBVNL SOR 2018-19 | 0 | #DIV/0! | #DIV/0!
| (X) G-3 GI Beam(5.05mtr long, consisting of 2 Nos 150X75 X5.7mm) for 33kV incoming line - (2 nos. Beam- one for Surge Arrester and other for Isolator, Nominal Unit Wt - 0.2 MT) | Set | Conforming relevant IS specification(s) | [12 empty] | #REF! | #REF! | #REF! | #REF! | #REF! | JBVNL SOR 2018-19 | 0 | #DIV/0! | #DIV/0!
| (XI) GI Spikes with cone and GI ( 2 nos) base plate 10mm (50x2500 mm GI pipe) (Unit Wt=0.04 MT) | Set | Conforming relevant IS specification(s) | [12 empty] | #REF! | #REF! | #REF! | #REF! | #REF! | JBVNL SOR 2018-19 | 0 | #DIV/0! | #DIV/0!
| (XII) 12 kV, 630 A, 25kA for 3 seconds, 3-ph double break centre rotating type (DBCR), Gang Operated Isolator along with earth switch and Support Insulators, Operating Mechanism, Base Channel, down Pipe and all required accessories complete as per technical specifications, without earth switch for substation transformers. | Set | Conforming relevant IS specification(s) | [12 empty] | #REF! | #REF! | #REF! | #REF! | #REF! | JBVNL SOR 2018-19 | 0 | #DIV/0! | #DIV/0!
| (XIII) 60 KG/mtr Rail pole pieces 5.4 mts ( 2.7x2) 44.62 kg per mtr/ Transformer (Unit Wt=0.240 MT) | Set | Conforming relevant IS specification(s) | [12 empty] | #REF! | #REF! | #REF! | #REF! | #REF! | JBVNL SOR 2018-19 | 0 | #DIV/0! | #DIV/0!
| (XIV) 2 tier 2 rows cable trench (internal width 1500 mm,depth 680 mm, width 75X75X6 mm support angles fixed RCC column of 250 X 250 mm & with ladder type cable tray (45X45X5mm two angles at both side having welded flats of 25X5 mm at a gap of 150mm) for Power & control Cable | Set | Conforming relevant IS specification(s) | [12 empty] | #REF! | #REF! | #REF! | #REF! | #REF! | JBVNL SOR 2018-19 | 0 | #DIV/0! | #DIV/0!
| (XV) Chequerred plate 1000X300X5.6mm thick for Cable Trench in side Control Room 12 Mtr | Mtr | Conforming relevant IS specification(s) | [12 empty] | #REF! | #REF! | #REF! | #REF! | #REF! | JBVNL SOR 2018-19 | 0 | #DIV/0! | #DIV/0!
| (XVI) Overhead hoist beam mounted remote opertated for lifting of equipment of control room,capacity 5 tonnes | MT | Conforming relevant IS specification(s) | [12 empty] | #REF! | #REF! | #REF! | #REF! | #REF! | JBVNL SOR 2018-19 | 0 | #DIV/0! | #DIV/0!
| (XVII) 36kV, 800 A, 25kA for 3 seconds, 3-ph double break centre rotating type (DBCR), motorised indoor floor mounted off load Isolator along with all required accessories complete as per technical specifications, scope of works and approved | Each | Conforming relevant IS specification(s) | [12 empty] | #REF! | #REF! | #REF! | #REF! | #REF! | JBVNL SOR 2018-19 | 0 | #DIV/0! | #DIV/0!
| (XVIII) External Electrification in switch yard area including power receptacles, station yard lighting with 6 Nos lighting pole (fitted with 2x100 watts LED flood light) made of 11 meters high Steel Tubular Poles (IS 2713 part I, II III) of designation 410 – SP - 60 and 6 nos light (1 X 250 W LED) on structure & control room complete as per technical specifications, approved drawings and scope of the work. | Set | Conforming relevant IS specification(s) | [12 empty] | #REF! | #REF! | #REF! | #REF! | #REF! | JBVNL SOR 2018-19 | 0 | #DIV/0! | #DIV/0!
| (XIX) Internal Electrification works of control room comprising of Main Distribution Board, Sub-distribution Boards, copper flexible multi conductor 2.5 sqmm wiring (for light & fan)/4 sqmm wiring(for power points), power and light points, conduits, fan/LED lamps/tube fittings, exhaust fans, switches, sockets, 2mm thick, PVC 25mm dia conduits pipes in recess, plugs, miniature circuit breakers, seperate independent earthing (2 Nos of 40mm GI Pipe/3-m long) etc as required including DC emergency lighting and auto-change-over switch as per technical specifcations, approved drawings and scope of work. | Lumpsum | Conforming relevant IS specification(s) | [12 empty] | #REF! | #REF! | #REF! | #REF! | #REF! | JBVNL SOR 2018-19 | 0 | #DIV/0! | #DIV/0!
M1671 | Over head Distance to Fault Locator (Offline) with signature analyser. A)Accessories & Laptop as per latest technical specifications | Set | Conforming relevant IS specification(s) | [12 empty] | #REF! | #REF! | #REF! | 2550000 | #REF! | MePDCL PO 2018-19 | 0 | #DIV/0! | #DIV/0!
M1672 | Tower line for river crossings | [14 empty] | #REF! | #REF! | #REF! |  | #REF! | #REF! |  | #DIV/0! | #DIV/0!
| (I) D Type Tower for 33kV, 11kV (Double Circuit line) (13.56MT each) with all related nuts and bolts including foundation nuts and bolts (G I type) | MT | Conforming relevant IS specification(s) | [12 empty] | #REF! | #REF! | #REF! | #REF! | #REF! | JBVNL SOR 2018-19 | 0 | #DIV/0! | #DIV/0!
| (II) D Type Tower for 33kV, 11kV (four Circuit line) (15.14MT)(Double circuit tower +3meter extension each) with all related nuts and bolts including foundation nuts and bolts (G I type) | MT | Conforming relevant IS specification(s) | [12 empty] | #REF! | #REF! | #REF! | #REF! | #REF! | JBVNL SOR 2018-19 | 0 | #DIV/0! | #DIV/0!
| (III) Compression type tension hardware fitting for earth wire | Each | Conforming relevant IS specification(s) |  |  | 467 | [9 empty] | #REF! | #REF! | #REF! | #REF! | #REF! | MP SOR 2019-20 | 1 | 467 | #REF!
| (IV) Vibration damper suitable for 7/3.15 mm GI Earth wire | Each | Conforming relevant IS specification(s) |  |  | 652 | [9 empty] | #REF! | #REF! | #REF! | 690.53 | #REF! | JBVNL SOR 2018-19 | 1 | 652 | #REF!
| (V) 25x500 mm flexible Cu. Earth bond. | Each | Conforming relevant IS specification(s) | [12 empty] | #REF! | #REF! | #REF! | #REF! | #REF! | JBVNL SOR 2018-19 | 0 | #DIV/0! | #DIV/0!
M1673 | Covered Conductor & accessories | [14 empty] | #REF! | #REF! | #REF! |  | #REF! | #REF! |  | #DIV/0! | #DIV/0!
| (I) ACSR covered Panther Conductor (200 sq. mm) | Mtr | Conforming relevant IS specification(s) | [5 empty] | 1369.1949 | [6 empty] | #REF! | #REF! | #REF! | #REF! | #REF! | JBVNL SOR 2018-19 | 1 | 1369.1949 | #REF!
| (II) ACSR covered Wolf Conductor (150 sq. mm) | Mtr | Conforming relevant IS specification(s) | [5 empty] | 971.7373 | [6 empty] | #REF! | #REF! | #REF! | #REF! | #REF! | JBVNL SOR 2018-19 | 1 | 971.7373 | #REF!
| (III) ACSR covered Dog conductor (100 sq. mm) | Mtr | Conforming relevant IS specification(s) | [5 empty] | 690.9492 | [6 empty] | #REF! | #REF! | #REF! | #REF! | #REF! | JBVNL SOR 2018-19 | 1 | 690.9492 | #REF!
| (IV) Mid Span Joint(150 sq mm & 200 sq mm) | Each | Conforming relevant IS specification(s) | [12 empty] | #REF! | #REF! | #REF! | 1674.03 | #REF! | JBVNL SOR 2018-19 | 0 | #DIV/0! | #DIV/0!
| (V) Suspension ties((150 sq mm & 200 sq mm)) | Each | Conforming relevant IS specification(s) | [12 empty] | #REF! | #REF! | #REF! | #REF! | #REF! | JBVNL SOR 2018-19 | 0 | #DIV/0! | #DIV/0!
| (VI) Tension Clamp(Wedge type)((150 sq mm & 200 sq mm)) | Each | Conforming relevant IS specification(s) | [12 empty] | #REF! | #REF! | #REF! | #REF! | #REF! | JBVNL SOR 2018-19 | 0 | #DIV/0! | #DIV/0!
| (VII) Insulation piercing connector( Bare to Covered)((150 sq mm & 200 sq mm)) | Each | Conforming relevant IS specification(s) | [12 empty] | #REF! | #REF! | #REF! | #REF! | #REF! | JBVNL SOR 2018-19 | 0 | #DIV/0! | #DIV/0!
| (VIII) Insulation piercing connector(Covered to covered)((150 sq mm & 200 sq mm)) | Each | Conforming relevant IS specification(s) | [12 empty] | #REF! | #REF! | #REF! | #REF! | #REF! | JBVNL SOR 2018-19 | 0 | #DIV/0! | #DIV/0!
| (IX) Insulation piercing connector with alumunium bail for Earthing((150 sq mm & 200 sq mm)) | Each | Conforming relevant IS specification(s) | [12 empty] | #REF! | #REF! | #REF! | #REF! | #REF! | JBVNL SOR 2018-19 | 0 | #DIV/0! | #DIV/0!
| (X) Mid Span Joint(100 sq mm & 50 sq mm) | Each | Conforming relevant IS specification(s) | [12 empty] | #REF! | #REF! | #REF! | #REF! | #REF! | JBVNL SOR 2018-19 | 0 | #DIV/0! | #DIV/0!
| (XI) Suspension ties((100 sq mm & 50 sq mm)) | Each | Conforming relevant IS specification(s) | [12 empty] | #REF! | #REF! | #REF! | #REF! | #REF! | JBVNL SOR 2018-19 | 0 | #DIV/0! | #DIV/0!
| (XII) Tension Clamp(Wedge type)((100 sq mm & 50 sq mm) | Each | Conforming relevant IS specification(s) | [12 empty] | #REF! | #REF! | #REF! | #REF! | #REF! | JBVNL SOR 2018-19 | 0 | #DIV/0! | #DIV/0!
| (XIII) Insulation piercing connector( Bare to Covered)(100 sq mm & 50 sq mm) | Each | Conforming relevant IS specification(s) | [12 empty] | #REF! | #REF! | #REF! | #REF! | #REF! | JBVNL SOR 2018-19 | 0 | #DIV/0! | #DIV/0!
| (XIV) Insulation piercing connector(Covered to covered)(100 sq mm & 50 sq mm) | Each | Conforming relevant IS specification(s) | [12 empty] | #REF! | #REF! | #REF! | #REF! | #REF! | JBVNL SOR 2018-19 | 0 | #DIV/0! | #DIV/0!
| (XV) Insulation piercing connector with Aluminium bail for Earthing (100 sq mm & 50 sq mm) | Each | Conforming relevant IS specification(s) | [12 empty] | #REF! | #REF! | #REF! | #REF! | #REF! | JBVNL SOR 2018-19 | 0 | #DIV/0! | #DIV/0!
M1674 | LED Lights and related Items | [14 empty] | #REF! | #REF! | #REF! |  | #REF! | #REF! |  | #DIV/0! | #DIV/0!
| (I) LED light-190W | Each | Conforming relevant IS specification(s) | [5 empty] | 8673.839 | [6 empty] | #REF! | #REF! | #REF! | Energy Department SOR Adopted |  |  | 1 | 8673.839 | #REF!
| (II) LED light-120W | Each | Conforming relevant IS specification(s) | [5 empty] | 4918.2119 | [6 empty] | #REF! | #REF! | #REF! |  |  |  | 1 | 4918.2119 | #REF!
| (III) LED light-75W | Each | Conforming relevant IS specification(s) | [5 empty] | 3618.9915 | [6 empty] | #REF! | #REF! | #REF! |  |  |  | 1 | 3618.9915 | #REF!
| (IV) LED light-40W | Each | Conforming relevant IS specification(s) | [5 empty] | 2558.2712 | [6 empty] | #REF! | #REF! | #REF! |  |  |  | 1 | 2558.2712 | #REF!
| (V) 18 Watt LED Panel Bulb with outer 205x205x25 mm sq. and 180x180 mm inner | Each | Conforming relevant IS specification(s) | [5 empty] | 1980.4068 | [6 empty] | #REF! | #REF! | #REF! |  |  |  | 1 | 1980.4068 | #REF!
M1675 | Diesel Generator sets(Three Phase) with AMF Panel | [14 empty] | #REF! | #REF! | #REF! |  | #REF! | #REF! |  | #DIV/0! | #DIV/0!
| (I) 10KVA | Each | Conforming relevant IS specification(s) | [12 empty] | #REF! | #REF! | #REF! | Energy Department SOR Adopted |  |  | 0 | #DIV/0! | #DIV/0!
| (II) 20KVA | Each | Conforming relevant IS specification(s) | [12 empty] | #REF! | #REF! | #REF! |  |  |  | 0 | #DIV/0! | #DIV/0!
| (III) 30KVA | Each | Conforming relevant IS specification(s) | [12 empty] | #REF! | #REF! | #REF! |  |  |  | 0 | #DIV/0! | #DIV/0!
| (IV) 40KVA | Each | Conforming relevant IS specification(s) | [12 empty] | #REF! | #REF! | #REF! |  |  |  | 0 | #DIV/0! | #DIV/0!
| (V) 50KVA | Each | Conforming relevant IS specification(s) | [12 empty] | #REF! | #REF! | #REF! |  |  |  | 0 | #DIV/0! | #DIV/0!
| (VI) 62.5KVA | Each | Conforming relevant IS specification(s) | [12 empty] | #REF! | #REF! | #REF! |  |  |  | 0 | #DIV/0! | #DIV/0!
| (VII) 82.5KVA | Each | Conforming relevant IS specification(s) | [12 empty] | #REF! | #REF! | #REF! |  |  |  | 0 | #DIV/0! | #DIV/0!
| (VIII) 100KVA | Each | Conforming relevant IS specification(s) | [12 empty] | #REF! | #REF! | #REF! |  |  |  | 0 | #DIV/0! | #DIV/0!
| (IX) 160KVA | Each | Conforming relevant IS specification(s) | [12 empty] | #REF! | #REF! | #REF! |  |  |  | 0 | #DIV/0! | #DIV/0!
M1676 | TRW Related Items | [14 empty] | #REF! | #REF! | #REF! |  | #REF! | #REF! |  | #DIV/0! | #DIV/0!
| (I) 1/2 " L.T. Brass Studs | Each | Conforming relevant IS specification(s) |  | 157.5 | [10 empty] | #REF! | #REF! | #REF! | 157.5 | #REF! | NBPDCL SOR 2020-21 | 1 | 157.5 | #REF!
| (II) 1/2 " H.T. Brass Studs | Each | Conforming relevant IS specification(s) |  | 118 | [10 empty] | #REF! | #REF! | #REF! | 118 | #REF! | NBPDCL SOR 2020-21 | 1 | 118 | #REF!
| (III) L.T Bushing 3347 250 AmP | Each | Conforming relevant IS specification(s) | [12 empty] | #REF! | #REF! | #REF! | #REF! | #REF! | JBVNL SOR 2018-19 | 0 | #DIV/0! | #DIV/0!
| (IV) L.T. Bushing 250 Amp | Each | Conforming relevant IS specification(s) | [12 empty] | #REF! | #REF! | #REF! | #REF! | #REF! | JBVNL SOR 2018-19 | 0 | #DIV/0! | #DIV/0!
| (V) Kraft Paper 4 Mile | Kg | Conforming relevant IS specification(s) |  | 188.8983 | [10 empty] | #REF! | #REF! | #REF! | 188.9 | #REF! | NBPDCL SOR 2020-21 | 1 | 188.8983 | #REF!
| (VI) Insulating Paper Tap 2.0 mm | Kg | Conforming relevant IS specification(s) | [12 empty] | #REF! | #REF! | #REF! | #REF! | #REF! | JBVNL SOR 2018-19 | 0 | #DIV/0! | #DIV/0!
| (VII) Press Board 1 mm | Kg | Conforming relevant IS specification(s) |  | 84.4746 | [10 empty] | #REF! | #REF! | #REF! | 84.47 | #REF! | NBPDCL SOR 2020-21 | 1 | 84.4746 | #REF!
| (VIII) Bakelite Tube 3/8X1/2" | Mtr | Conforming relevant IS specification(s) | [12 empty] | #REF! | #REF! | #REF! | #REF! | #REF! | JBVNL SOR 2018-19 | 0 | #DIV/0! | #DIV/0!
| (IX) Empire Sleeving size 4 mm | Mtr | Conforming relevant IS specification(s) | [12 empty] | #REF! | #REF! | #REF! | #REF! | #REF! | JBVNL SOR 2018-19 | 0 | #DIV/0! | #DIV/0!
| (X) R.C. Sheet 3 X2X1/2 mm | Kg | Conforming relevant IS specification(s) | [12 empty] | #REF! | #REF! | #REF! | #REF! | #REF! | JBVNL SOR 2018-19 | 0 | #DIV/0! | #DIV/0!
| (XI) Inline Connector 6 mm | Each | Conforming relevant IS specification(s) | [12 empty] | #REF! | #REF! | #REF! | #REF! | #REF! | JBVNL SOR 2018-19 | 0 | #DIV/0! | #DIV/0!
| (XII) Cotton Tap 1" | Roll | Conforming relevant IS specification(s) | [12 empty] | #REF! | #REF! | #REF! | #REF! | #REF! | JBVNL SOR 2018-19 | 0 | #DIV/0! | #DIV/0!
| (XIII) R.C. Strip | Mtr | Conforming relevant IS specification(s) | [12 empty] | #REF! | #REF! | #REF! | #REF! | #REF! | JBVNL SOR 2018-19 | 0 | #DIV/0! | #DIV/0!
| (XIV) R.C. Washer 50X28X2 | Each | Conforming relevant IS specification(s) | [12 empty] | #REF! | #REF! | #REF! | #REF! | #REF! | JBVNL SOR 2018-19 | 0 | #DIV/0! | #DIV/0!
| (XV) Silicagel Breather 200 KVA | Each | Conforming relevant IS specification(s) | [12 empty] | #REF! | #REF! | #REF! | #REF! | #REF! | JBVNL SOR 2018-19 | 0 | #DIV/0! | #DIV/0!
| (XVI) M.Seal | Kg | Conforming relevant IS specification(s) | [12 empty] | #REF! | #REF! | #REF! | #REF! | #REF! | JBVNL SOR 2018-19 | 0 | #DIV/0! | #DIV/0!
| (XVII) C.I.Cap 1" 8 1/2" | Each | Conforming relevant IS specification(s) | [12 empty] | #REF! | #REF! | #REF! | #REF! | #REF! | JBVNL SOR 2018-19 | 0 | #DIV/0! | #DIV/0!
| (XVIII) Insulating Paper top 2.5 mil 20 mm | Kg | Conforming relevant IS specification(s) | [12 empty] | #REF! | #REF! | #REF! | #REF! | #REF! | JBVNL SOR 2018-19 | 0 | #DIV/0! | #DIV/0!
| (XIX) Crap Paper | Kg | Conforming relevant IS specification(s) | [12 empty] | #REF! | #REF! | #REF! | #REF! | #REF! | JBVNL SOR 2018-19 | 0 | #DIV/0! | #DIV/0!
| (XX) G.P. Thinner | Litre | Conforming relevant IS specification(s) | [12 empty] | #REF! | #REF! | #REF! | #REF! | #REF! | JBVNL SOR 2018-19 | 0 | #DIV/0! | #DIV/0!
| (XXI) D.A. Gray Paint | Litre | Conforming relevant IS specification(s) | [12 empty] | #REF! | #REF! | #REF! | #REF! | #REF! | JBVNL SOR 2018-19 | 0 | #DIV/0! | #DIV/0!
| (XXII) White Paint | Litre | Conforming relevant IS specification(s) | [12 empty] | #REF! | #REF! | #REF! | #REF! | #REF! | JBVNL SOR 2018-19 | 0 | #DIV/0! | #DIV/0!
| (XXIII) Nylon Washer 3/4" | Each | Conforming relevant IS specification(s) | [12 empty] | #REF! | #REF! | #REF! | #REF! | #REF! | JBVNL SOR 2018-19 | 0 | #DIV/0! | #DIV/0!
| (XXIV) M.S. Plug | Kg | Conforming relevant IS specification(s) | [12 empty] | #REF! | #REF! | #REF! | #REF! | #REF! | JBVNL SOR 2018-19 | 0 | #DIV/0! | #DIV/0!
| (XXV) L.T. AL.Strip 6.50X4.50 mm | Kg | Conforming relevant IS specification(s) | [12 empty] | #REF! | #REF! | #REF! | #REF! | #REF! | JBVNL SOR 2018-19 | 0 | #DIV/0! | #DIV/0!
| (XXVI) DPC Aluminum Winding wire | Kg | Conforming relevant IS specification(s) |  | 186.8475 | [10 empty] | #REF! | #REF! | #REF! | 0 | #REF! | JBVNL PO Rates
| (XXVII) DPC Aluminum Winding Strip | Kg | Conforming relevant IS specification(s) |  | 186.8475 | [10 empty] | #REF! | #REF! | #REF! | #REF! | #REF! | NBPDCL SOR 2020-21
| (XXVIII) Transformer testing bench panel for 10 kVA to 500 kVA distribution transformer with its Installation & Commissioning | Nos. | Conforming relevant IS specification(s) | [12 empty] | #REF! | #REF! | #REF! | #REF! | #REF! | JBVNL PO Rates
M1677 | Transformer Repairing Items | [14 empty] | #REF! | #REF! | #REF! |  | #REF! | #REF! |  | #DIV/0! | #DIV/0!
| (I) L.T Bushing Rod assembly of 750 KVA Transformer. | Set | Conforming relevant IS specification(s) | [10 empty] | 6500 | 7800 | #REF! | #REF! | #REF! | 6500 | #REF! | Quotation | 0 | #DIV/0! | #DIV/0!
| (II) H.T Bushing Rod assembly of 750 KVA Transformer. | Set | Conforming relevant IS specification(s) | [10 empty] | 2000 | 2400 | #REF! | #REF! | #REF! | 2000 | #REF! | Quotation | 0 | #DIV/0! | #DIV/0!
| (III) L.T Bushing insulator of 750 KVA Transformer. | Each | Conforming relevant IS specification(s) | [10 empty] | 500 | 600 | #REF! | #REF! | #REF! | 500 | #REF! | Quotation | 0 | #DIV/0! | #DIV/0!
| (IV) H.T Bushing insulator of 750 KVA Transformer. | Each | Conforming relevant IS specification(s) | [10 empty] | 1500 | 1800 | #REF! | #REF! | #REF! | 1500 | #REF! | Quotation | 0 | #DIV/0! | #DIV/0!
| (V) L.T Bushing gasket set of 750 KVA Transformer. | Each | Conforming relevant IS specification(s) | [10 empty] | 1000 | 1200 | #REF! | #REF! | #REF! | 1000 | #REF! | Quotation | 0 | #DIV/0! | #DIV/0!
| (VI) H.T Bushing gasket set of 750 KVA Transformer. | Each | Conforming relevant IS specification(s) | [10 empty] | 900 | 1080 | #REF! | #REF! | #REF! | 900 | #REF! | Quotation | 0 | #DIV/0! | #DIV/0!
| (VII) Tank gasket set of 750 KVA Transformer. | Each | Conforming relevant IS specification(s) | [10 empty] | 8500 | 10200 | #REF! | #REF! | #REF! | 8500 | #REF! | Quotation | 0 | #DIV/0! | #DIV/0!
| (VIII) Silica gel breather of 750 KVA Transformer. | Each | Conforming relevant IS specification(s) | [10 empty] | 2500 | 3000 | #REF! | #REF! | #REF! | 2500 | #REF! | Quotation | 0 | #DIV/0! | #DIV/0!
| (IX) Arching Horn of 750 KVA Transformer, | Each | Conforming relevant IS specification(s) | [10 empty] | 250 | 300 | #REF! | #REF! | #REF! | 250 | #REF! | Quotation | 0 | #DIV/0! | #DIV/0!
| (X) L.T Bushing Rod assembly of 500 KVA Transformer | Set | Conforming relevant IS specification(s) | [10 empty] | 4200 | 5040 | #REF! | #REF! | #REF! | 4200 | #REF! | Quotation | 0 | #DIV/0! | #DIV/0!
| (XI) H.T Bushing Rod assembly of 500 KVA Transformer | Set | Conforming relevant IS specification(s) | [10 empty] | 1650 | 1980 | #REF! | #REF! | #REF! | 1650 | #REF! | Quotation | 0 | #DIV/0! | #DIV/0!
| (XII) L.T Bushing insulator of 500 KVA Transformer | Each | Conforming relevant IS specification(s) | [10 empty] | 370 | 444 | #REF! | #REF! | #REF! | 370 | #REF! | Quotation | 0 | #DIV/0! | #DIV/0!
| (XIII) H.T Bushing insulator of 500 KVA Transformer | Each | Conforming relevant IS specification(s) | [10 empty] | 1200 | 1440 | #REF! | #REF! | #REF! | 1200 | #REF! | Quotation | 0 | #DIV/0! | #DIV/0!
| (XIV) L.T Bushing gasket set of 500 KVA Transformer | Each | Conforming relevant IS specification(s) | [10 empty] | 650 | 780 | #REF! | #REF! | #REF! | 650 | #REF! | Quotation | 0 | #DIV/0! | #DIV/0!
| (XV) H.T Bushing gasket set of 500 KVA Transformer | Each | Conforming relevant IS specification(s) | [10 empty] | 550 | 660 | #REF! | #REF! | #REF! | 550 | #REF! | Quotation | 0 | #DIV/0! | #DIV/0!
| (XVI) Tank gasket set of 500 KVA Transformer | Each | Conforming relevant IS specification(s) | [10 empty] | 5500 | 6600 | #REF! | #REF! | #REF! | 5500 | #REF! | Quotation | 0 | #DIV/0! | #DIV/0!
| (XVII) Silica gel Breather of 500 KVA Transformer | Each | Conforming relevant IS specification(s) | [10 empty] | 1800 | 2160 | #REF! | #REF! | #REF! | 1800 | #REF! | Quotation | 0 | #DIV/0! | #DIV/0!
| (XVIII) Arching Horn of 500 KVA Transformer | Each | Conforming relevant IS specification(s) | [10 empty] | 200 | 240 | #REF! | #REF! | #REF! | 200 | #REF! | Quotation | 0 | #DIV/0! | #DIV/0!
| (XIX) L.T Bushing Rod assembly of 400 KVA Transformer | Set | Conforming relevant IS specification(s) | [10 empty] | 3400 | 4080 | #REF! | #REF! | #REF! | 3400 | #REF! | Quotation | 0 | #DIV/0! | #DIV/0!
| (XX) H.T Bushing Rod assembly of 400 KVA Transformer | Set | Conforming relevant IS specification(s) | [10 empty] | 1550 | 1860 | #REF! | #REF! | #REF! | 1550 | #REF! | Quotation | 0 | #DIV/0! | #DIV/0!
| (XXI) L.T Bushing insulator of 400 KVA Transformer | Each | Conforming relevant IS specification(s) | [10 empty] | 350 | 420 | #REF! | #REF! | #REF! | 350 | #REF! | Quotation | 0 | #DIV/0! | #DIV/0!
| (XXII) H.T Bushing insulator of 400 KVA Transformer | Each | Conforming relevant IS specification(s) | [10 empty] | 1100 | 1320 | #REF! | #REF! | #REF! | 1100 | #REF! | Quotation | 0 | #DIV/0! | #DIV/0!
| (XXIII) L.T Bushing gasket set of 400 KVA Transformer | Each | Conforming relevant IS specification(s) | [10 empty] | 550 | 660 | #REF! | #REF! | #REF! | 550 | #REF! | Quotation | 0 | #DIV/0! | #DIV/0!
| (XXIV) H.T Bushing gasket set of 400 KVA Transformer | Each | Conforming relevant IS specification(s) | [10 empty] | 480 | 576 | #REF! | #REF! | #REF! | 480 | #REF! | Quotation | 0 | #DIV/0! | #DIV/0!
| (XXV) Tank gasket set of 400 KVA Transformer | Each | Conforming relevant IS specification(s) | [10 empty] | 4800 | 5760 | #REF! | #REF! | #REF! | 4800 | #REF! | Quotation | 0 | #DIV/0! | #DIV/0!
| (XXVI) Silica gel Breather of 400 KVA Transformer | Each | Conforming relevant IS specification(s) | [10 empty] | 1800 | 2160 | #REF! | #REF! | #REF! | 1800 | #REF! | Quotation | 0 | #DIV/0! | #DIV/0!
| (XXVII) Arching Horn of 400 KVA Transformer | Each | Conforming relevant IS specification(s) | [10 empty] | 200 | 240 | #REF! | #REF! | #REF! | 200 | #REF! | Quotation | 0 | #DIV/0! | #DIV/0!
| (XXVIII) L.T Bushing Rod assembly of 315 KVA Transformer | Set | Conforming relevant IS specification(s) | [10 empty] | 3100 | 3720 | #REF! | #REF! | #REF! | 3100 | #REF! | Quotation | 0 | #DIV/0! | #DIV/0!
| (XXIX) H.T Bushing Rod assembly of 315 KVA Transformer | Set | Conforming relevant IS specification(s) | [10 empty] | 1450 | 1740 | #REF! | #REF! | #REF! | 1450 | #REF! | Quotation | 0 | #DIV/0! | #DIV/0!
| (XXX) L.T Bushing insulator of 315 KVA Transformer | Each | Conforming relevant IS specification(s) | [10 empty] | 350 | 420 | #REF! | #REF! | #REF! | 350 | #REF! | Quotation | 0 | #DIV/0! | #DIV/0!
| (XXXI) H.T Bushing insulator of 315 KVA Transformer | Each | Conforming relevant IS specification(s) | [10 empty] | 1100 | 1320 | #REF! | #REF! | #REF! | 1100 | #REF! | Quotation | 0 | #DIV/0! | #DIV/0!
| (XXXII) L.T Bushing gasket set of 315 KVA Transformer | Each | Conforming relevant IS specification(s) | [10 empty] | 500 | 600 | #REF! | #REF! | #REF! | 500 | #REF! | Quotation | 0 | #DIV/0! | #DIV/0!
| (XXXIII) H.T Bushing gasket set of 315 KVA Transformer | Each | Conforming relevant IS specification(s) | [10 empty] | 450 | 540 | #REF! | #REF! | #REF! | 450 | #REF! | Quotation | 0 | #DIV/0! | #DIV/0!
| (XXXIV) Tank gasket set of 315 KVA Transformer | Each | Conforming relevant IS specification(s) | [10 empty] | 4500 | 5400 | #REF! | #REF! | #REF! | 4500 | #REF! | Quotation | 0 | #DIV/0! | #DIV/0!
| (XXXV) Silica gel Breather of 315 KVA Transformer | Each | Conforming relevant IS specification(s) | [10 empty] | 1800 | 2160 | #REF! | #REF! | #REF! | 1800 | #REF! | Quotation | 0 | #DIV/0! | #DIV/0!
| (XXXVI) Arching Horn of 315 KVA Transformer | Each | Conforming relevant IS specification(s) | [10 empty] | 200 | 240 | #REF! | #REF! | #REF! | 200 | #REF! | Quotation | 0 | #DIV/0! | #DIV/0!
| (XXXVII) L.T Bushing Rod assembly of 250 KVA Transformer | Set | Conforming relevant IS specification(s) | [10 empty] | 2900 | 3480 | #REF! | #REF! | #REF! | 2900 | #REF! | Quotation | 0 | #DIV/0! | #DIV/0!
| (XXXVIII) H.T Bushing Rod assembly of 250 KVA Transformer | Set | Conforming relevant IS specification(s) | [10 empty] | 950 | 1140 | #REF! | #REF! | #REF! | 950 | #REF! | Quotation | 0 | #DIV/0! | #DIV/0!
| (XXXIX) L.T Bushing insulator of 250 KVA Transformer | Each | Conforming relevant IS specification(s) | [10 empty] | 235 | 282 | #REF! | #REF! | #REF! | 235 | #REF! | Quotation | 0 | #DIV/0! | #DIV/0!
| (XL) H.T Bushing insulator of 250 KVA Transformer | Each | Conforming relevant IS specification(s) | [10 empty] | 650 | 780 | #REF! | #REF! | #REF! | 650 | #REF! | Quotation | 0 | #DIV/0! | #DIV/0!
| (XLI) L.T Bushing gasket set of 250 KVA Transformer | Each | Conforming relevant IS specification(s) | [10 empty] | 325 | 378 | #REF! | #REF! | #REF! | 325 | #REF! | Quotation | 0 | #DIV/0! | #DIV/0!
| (XLII) H.T Bushing gasket set of 250 KVA Transformer | Each | Conforming relevant IS specification(s) | [10 empty] | 350 | 420 | #REF! | #REF! | #REF! | 350 | #REF! | Quotation | 0 | #DIV/0! | #DIV/0!
| (XLIII) Tank gasket set of 250 KVA Transformer | Each | Conforming relevant IS specification(s) | [10 empty] | 3250 | 3900 | #REF! | #REF! | #REF! | 3250 | #REF! | Quotation | 0 | #DIV/0! | #DIV/0!
| (XLIV) Silica gel Breather of 250 KVA Transformer | Each | Conforming relevant IS specification(s) | [10 empty] | 1500 | 1800 | #REF! | #REF! | #REF! | 1500 | #REF! | Quotation | 0 | #DIV/0! | #DIV/0!
| (XLV) Arching Horn of 250 KVA Transformer | Each | Conforming relevant IS specification(s) | [10 empty] | 200 | 240 | #REF! | #REF! | #REF! | 200 | #REF! | Quotation | 0 | #DIV/0! | #DIV/0!
| (XLVI) L.T Bushing Rod assembly of 200 KVA Transformer | Set | Conforming relevant IS specification(s) | [10 empty] | 2500 | 3000 | #REF! | #REF! | #REF! | 2500 | #REF! | Quotation | 0 | #DIV/0! | #DIV/0!
| (XLVII) H.T Bushing Rod assembly of 200 KVA Transformer | Set | Conforming relevant IS specification(s) | [10 empty] | 850 | 1020 | #REF! | #REF! | #REF! | 850 | #REF! | Quotation | 0 | #DIV/0! | #DIV/0!
| (XLVIII) L.T Bushing insulator of 200 KVA Transformer | Each | Conforming relevant IS specification(s) | [10 empty] | 200 | 240 | #REF! | #REF! | #REF! | 200 | #REF! | Quotation | 0 | #DIV/0! | #DIV/0!
| (XLIX) H.T Bushing insulator of 200 KVA Transformer | Each | Conforming relevant IS specification(s) | [10 empty] | 650 | 780 | #REF! | #REF! | #REF! | 650 | #REF! | Quotation | 0 | #DIV/0! | #DIV/0!
| (L) L.T Bushing gasket set of 200 KVA Transformer | Each | Conforming relevant IS specification(s) | [10 empty] | 315 | 378 | #REF! | #REF! | #REF! | 315 | #REF! | Quotation | 0 | #DIV/0! | #DIV/0!
| (LI) H.T Bushing gasket set of 200 KVA Transformer | Each | Conforming relevant IS specification(s) | [10 empty] | 350 | 420 | #REF! | #REF! | #REF! | 350 | #REF! | Quotation | 0 | #DIV/0! | #DIV/0!
| (LII) Tank gasket set of 200 KVA Transformer | Each | Conforming relevant IS specification(s) | [10 empty] | 3000 | 3600 | #REF! | #REF! | #REF! | 3000 | #REF! | Quotation | 0 | #DIV/0! | #DIV/0!
| (LIII) Silica gel Breather of 200 KVA Transformer | Each | Conforming relevant IS specification(s) | [10 empty] | 1500 | 1800 | #REF! | #REF! | #REF! | 1500 | #REF! | Quotation | 0 | #DIV/0! | #DIV/0!
| (LIV) Arching Horn of 200 KVA Transformer | Each | Conforming relevant IS specification(s) | [10 empty] | 200 | 240 | #REF! | #REF! | #REF! | 200 | #REF! | Quotation | 0 | #DIV/0! | #DIV/0!
| (LV) L.T Bushing Rod assembly of 100 KVA Transformer | Set | Conforming relevant IS specification(s) | [10 empty] | 890 | 1068 | #REF! | #REF! | #REF! | 890 | #REF! | Quotation | 0 | #DIV/0! | #DIV/0!
| (LVI) H.T Bushing Rod assembly of 100 KVA Transformer | Set | Conforming relevant IS specification(s) | [10 empty] | 850 | 1020 | #REF! | #REF! | #REF! | 850 | #REF! | Quotation | 0 | #DIV/0! | #DIV/0!
| (LVII) L.T Bushing insulator of 100 KVA Transformer | Each | Conforming relevant IS specification(s) | [10 empty] | 120 | 144 | #REF! | #REF! | #REF! | 120 | #REF! | Quotation | 0 | #DIV/0! | #DIV/0!
| (LVIII) H.T Bushing insulator of 100 KVA Transformer | Each | Conforming relevant IS specification(s) | [10 empty] | 650 | 780 | #REF! | #REF! | #REF! | 650 | #REF! | Quotation | 0 | #DIV/0! | #DIV/0!
| (LIX) L.T Bushing gasket set of 100 KVA Transformer | Each | Conforming relevant IS specification(s) | [10 empty] | 290 | 348 | #REF! | #REF! | #REF! | 290 | #REF! | Quotation | 0 | #DIV/0! | #DIV/0!
| (LX) H.T Bushing gasket set of 100 KVA Transformer | Each | Conforming relevant IS specification(s) | [10 empty] | 310 | 372 | #REF! | #REF! | #REF! | 310 | #REF! | Quotation | 0 | #DIV/0! | #DIV/0!
| (LXI) Tank gasket set of 100 KVA Transformer | Each | Conforming relevant IS specification(s) | [10 empty] | 1200 | 1440 | #REF! | #REF! | #REF! | 1200 | #REF! | Quotation | 0 | #DIV/0! | #DIV/0!
| (LXII) Silica gel Breather of 100 KVA Transformer | Each | Conforming relevant IS specification(s) | [10 empty] | 1500 | 1800 | #REF! | #REF! | #REF! | 1500 | #REF! | Quotation | 0 | #DIV/0! | #DIV/0!
| (LXIII) Arching Horn of 100 KVA Transformer | Each | Conforming relevant IS specification(s) | [10 empty] | 200 | 240 | #REF! | #REF! | #REF! | 200 | #REF! | Quotation | 0 | #DIV/0! | #DIV/0!
| (LXIV) L.T Bushing Rod assembly of 63 KVA Transformer | Set | Conforming relevant IS specification(s) | [10 empty] | 750 | 900 | #REF! | #REF! | #REF! | 750 | #REF! | Quotation | 0 | #DIV/0! | #DIV/0!
| (LXV) H.T Bushing Rod assembly of 63 KVA Transformer | Set | Conforming relevant IS specification(s) | [10 empty] | 750 | 900 | #REF! | #REF! | #REF! | 750 | #REF! | Quotation | 0 | #DIV/0! | #DIV/0!
| (LXVI) L.T Bushing insulator of 63 KVA Transformer | Each | Conforming relevant IS specification(s) | [10 empty] | 90 | 108 | #REF! | #REF! | #REF! | 90 | #REF! | Quotation | 0 | #DIV/0! | #DIV/0!
| (LXVII) H.T Bushing insulator of 63 KVA Transformer | Each | Conforming relevant IS specification(s) | [10 empty] | 650 | 780 | #REF! | #REF! | #REF! | 650 | #REF! | Quotation | 0 | #DIV/0! | #DIV/0!
| (LXVIII) L.T Bushing gasket set of 63 KVA Transformer | Each | Conforming relevant IS specification(s) | [10 empty] | 290 | 348 | #REF! | #REF! | #REF! | 290 | #REF! | Quotation | 0 | #DIV/0! | #DIV/0!
| (LXIX) H.T Bushing gasket set of 63 KVA Transformer | Each | Conforming relevant IS specification(s) | [10 empty] | 310 | 372 | #REF! | #REF! | #REF! | 310 | #REF! | Quotation | 0 | #DIV/0! | #DIV/0!
| (LXX) Tank gasket set of 63 KVA Transformer | Each | Conforming relevant IS specification(s) | [10 empty] | 1050 | 1260 | #REF! | #REF! | #REF! | 1050 | #REF! | Quotation | 0 | #DIV/0! | #DIV/0!
| (LXXI) Silica gel Breather of 63 KVA Transformer | Each | Conforming relevant IS specification(s) | [10 empty] | 1200 | 1440 | #REF! | #REF! | #REF! | 1200 | #REF! | Quotation | 0 | #DIV/0! | #DIV/0!
| (LXXII) Arching Horn of 63 KVA Transformer | Each | Conforming relevant IS specification(s) | [10 empty] | 160 | 192 | #REF! | #REF! | #REF! | 160 | #REF! | Quotation | 0 | #DIV/0! | #DIV/0!
| (LXXIII) L.T Bushing Rod assembly of 25 KVA Transformer | Set | Conforming relevant IS specification(s) | [10 empty] | 600 | 720 | #REF! | #REF! | #REF! | 600 | #REF! | Quotation | 0 | #DIV/0! | #DIV/0!
| (LXXIV) H.T Bushing Rod assembly of 25 KVA Transformer | Set | Conforming relevant IS specification(s) | [10 empty] | 750 | 900 | #REF! | #REF! | #REF! | 750 | #REF! | Quotation | 0 | #DIV/0! | #DIV/0!
| (LXXV) L.T Bushing insulator of 25 KVA Transformer | Each | Conforming relevant IS specification(s) | [10 empty] | 90 | 108 | #REF! | #REF! | #REF! | 90 | #REF! | Quotation | 0 | #DIV/0! | #DIV/0!
| (LXXVI) H.T Bushing insulator of 25 KVA Transformer | Each | Conforming relevant IS specification(s) | [10 empty] | 650 | 780 | #REF! | #REF! | #REF! | 650 | #REF! | Quotation | 0 | #DIV/0! | #DIV/0!
| (LXXVII) L.T Bushing gasket set of 25 KVA Transformer | Each | Conforming relevant IS specification(s) | [10 empty] | 290 | 348 | #REF! | #REF! | #REF! | 290 | #REF! | Quotation | 0 | #DIV/0! | #DIV/0!
| (LXXVIII) H.T Bushing gasket set of 25 KVA Transformer | Each | Conforming relevant IS specification(s) | [10 empty] | 310 | 372 | #REF! | #REF! | #REF! | 310 | #REF! | Quotation | 0 | #DIV/0! | #DIV/0!
| (LXXIX) Tank gasket set of 25 KVA Transformer | Each | Conforming relevant IS specification(s) | [10 empty] | 900 | 1080 | #REF! | #REF! | #REF! | 900 | #REF! | Quotation | 0 | #DIV/0! | #DIV/0!
| (LXXX) Silica gel Breather of 25 KVA Transformer | Each | Conforming relevant IS specification(s) | [10 empty] | 1200 | 1440 | #REF! | #REF! | #REF! | 1200 | #REF! | Quotation | 0 | #DIV/0! | #DIV/0!
| (LXXXI) Arching Horn of 25 KVA Transformer | Each | Conforming relevant IS specification(s) | [10 empty] | 160 | 192 | #REF! | #REF! | #REF! | 160 | #REF! | Quotation | 0 | #DIV/0! | #DIV/0!
M1678 | AB Switch Repairing Item | [14 empty] | #REF! | #REF! | #REF! | 0 | #REF! |  |  | #DIV/0! | #DIV/0!
| (I) Jaw of Air Break Switch 600A | Each | Conforming relevant IS specification(s) | [10 empty] | 1400 | 1680 | #REF! | #REF! | #REF! | 1400 | #REF! | Quotation | 0 | #DIV/0! | #DIV/0!
| (II) Blade of of Air Break Switch 600A | Each | Conforming relevant IS specification(s) | [10 empty] | 1200 | 1440 | #REF! | #REF! | #REF! | 1200 | #REF! | Quotation | 0 | #DIV/0! | #DIV/0!
| (III) Post insulator of Air Break Switch 600A | Each | Conforming relevant IS specification(s) | [10 empty] | 400 | 480 | #REF! | #REF! | #REF! | 400 | #REF! | Quotation | 0 | #DIV/0! | #DIV/0!
| (IV) Bearing of Air Break Switch 600A | Each | Conforming relevant IS specification(s) | [10 empty] | 350 | 420 | #REF! | #REF! | #REF! | 350 | #REF! | Quotation | 0 | #DIV/0! | #DIV/0!
| (V) Phase coupling pipe of Air Break Switch 600 A | Each | Conforming relevant IS specification(s) | [10 empty] | 400 | 480 | #REF! | #REF! | #REF! | 400 | #REF! | Quotation | 0 | #DIV/0! | #DIV/0!
| (VI) Down Pipe of Air Break Switch 600 A | Each | Conforming relevant IS specification(s) | [10 empty] | 900 | 1080 | #REF! | #REF! | #REF! | 900 | #REF! | Quotation | 0 | #DIV/0! | #DIV/0!
| (VII) Operating Handle of Air Break Switch 600 A | Each | Conforming relevant IS specification(s) | [10 empty] | 600 | 720 | #REF! | #REF! | #REF! | 600 | #REF! | Quotation | 0 | #DIV/0! | #DIV/0!
| (VIII) Operating leaver of Air Break Switch 600 A | Each | Conforming relevant IS specification(s) | [10 empty] | 200 | 240 | #REF! | #REF! | #REF! | 200 | #REF! | Quotation | 0 | #DIV/0! | #DIV/0!
| (IX) Connector of Air Break Switch 600 A | Each | Conforming relevant IS specification(s) | [10 empty] | 320 | 384 | #REF! | #REF! | #REF! | 320 | #REF! | Quotation | 0 | #DIV/0! | #DIV/0!
| (X) Arching horn of Air Break Switch 600 A | Each | Conforming relevant IS specification(s) | [10 empty] | 55 | 66 | #REF! | #REF! | #REF! | 55 | #REF! | Quotation | 0 | #DIV/0! | #DIV/0!
| (XI) Jaw of Air Break Switch 400A | Each | Conforming relevant IS specification(s) | [10 empty] | 1300 | 1560 | #REF! | #REF! | #REF! | 1300 | #REF! | Quotation | 0 | #DIV/0! | #DIV/0!
| (XII) Blade of of Air Break Switch 400A | Each | Conforming relevant IS specification(s) | [10 empty] | 1100 | 1320 | #REF! | #REF! | #REF! | 1100 | #REF! | Quotation | 0 | #DIV/0! | #DIV/0!
| (XIII) Post insulator of Air Break Switch 400A | Each | Conforming relevant IS specification(s) | [10 empty] | 400 | 480 | #REF! | #REF! | #REF! | 400 | #REF! | Quotation | 0 | #DIV/0! | #DIV/0!
| (XIV) Bearing of Air Break Switch 400A | Each | Conforming relevant IS specification(s) | [10 empty] | 350 | 420 | #REF! | #REF! | #REF! | 350 | #REF! | Quotation | 0 | #DIV/0! | #DIV/0!
| (XV) Phase coupling pipe of Air Break Switch 400 A | Each | Conforming relevant IS specification(s) | [10 empty] | 400 | 480 | #REF! | #REF! | #REF! | 400 | #REF! | Quotation | 0 | #DIV/0! | #DIV/0!
| (XVI) Down Pipe of Air Break Switch 400 A | Each | Conforming relevant IS specification(s) | [10 empty] | 900 | 1080 | #REF! | #REF! | #REF! | 900 | #REF! | Quotation | 0 | #DIV/0! | #DIV/0!
| (XVII) Operating Handle of Air Break Switch 400 A | Each | Conforming relevant IS specification(s) | [10 empty] | 600 | 720 | #REF! | #REF! | #REF! | 600 | #REF! | Quotation | 0 | #DIV/0! | #DIV/0!
| (XVIII) Operating leaver of Air Break Switch 400 A | Each | Conforming relevant IS specification(s) | [10 empty] | 200 | 240 | #REF! | #REF! | #REF! | 200 | #REF! | Quotation | 0 | #DIV/0! | #DIV/0!
| (XIX) Connector of Air Break Switch 400 A | Each | Conforming relevant IS specification(s) | [10 empty] | 320 | 384 | #REF! | #REF! | #REF! | 320 | #REF! | Quotation | 0 | #DIV/0! | #DIV/0!
| (XX) Arching horn of Air Break Switch 400 A | Each | Conforming relevant IS specification(s) | [10 empty] | 55 | 66 | #REF! | #REF! | #REF! | 55 | #REF! | Quotation | 0 | #DIV/0! | #DIV/0!
| (XXI) Jaw of Air Break Switch 200A | Each | Conforming relevant IS specification(s) | [10 empty] | 1200 | 1440 | #REF! | #REF! | #REF! | 1200 | #REF! | Quotation | 0 | #DIV/0! | #DIV/0!
| (XXII) Blade of of Air Break Switch 200A | Each | Conforming relevant IS specification(s) | [10 empty] | 1000 | 1200 | #REF! | #REF! | #REF! | 1000 | #REF! | Quotation | 0 | #DIV/0! | #DIV/0!
| (XXIII) Post insulator of Air Break Switch 200A | Each | Conforming relevant IS specification(s) | [10 empty] | 400 | 480 | #REF! | #REF! | #REF! | 400 | #REF! | Quotation | 0 | #DIV/0! | #DIV/0!
| (XXIV) Bearing of Air Break Switch 200A | Each | Conforming relevant IS specification(s) | [10 empty] | 350 | 420 | #REF! | #REF! | #REF! | 350 | #REF! | Quotation | 0 | #DIV/0! | #DIV/0!
| (XXV) Phase coupling pipe of Air Break Switch 200 A | Each | Conforming relevant IS specification(s) | [10 empty] | 400 | 480 | #REF! | #REF! | #REF! | 400 | #REF! | Quotation | 0 | #DIV/0! | #DIV/0!
| (XXVI) Down Pipe of Air Break Switch 200 A | Each | Conforming relevant IS specification(s) | [10 empty] | 900 | 1080 | #REF! | #REF! | #REF! | 900 | #REF! | Quotation | 0 | #DIV/0! | #DIV/0!
| (XXVII) Operating Handle of Air Break Switch 200 A | Each | Conforming relevant IS specification(s) | [10 empty] | 600 | 720 | #REF! | #REF! | #REF! | 600 | #REF! | Quotation | 0 | #DIV/0! | #DIV/0!
| (XXVIII) Operating leaver of Air Break Switch 200 A | Each | Conforming relevant IS specification(s) | [10 empty] | 200 | 240 | #REF! | #REF! | #REF! | 200 | #REF! | Quotation | 0 | #DIV/0! | #DIV/0!
| (XXIX) Connector of Air Break Switch 200 A | Each | Conforming relevant IS specification(s) | [10 empty] | 320 | 384 | #REF! | #REF! | #REF! | 320 | #REF! | Quotation | 0 | #DIV/0! | #DIV/0!
| (XXX) Arching horn of Air Break Switch 200 A | Each | Conforming relevant IS specification(s) | [10 empty] | 55 | 66 | #REF! | #REF! | #REF! | 55 | #REF! | Quotation | 0 | #DIV/0! | #DIV/0!
M1679 | VCB Repairing Item | [14 empty] | #REF! | #REF! | #REF! |  | #REF! |  |  | #DIV/0! | #DIV/0!
| (I) Trip Coil of 33KV VCB | Each | Conforming relevant IS specification(s) | [12 empty] | #REF! | #REF! | #REF! | 0 | #REF! | JBVNL PO Rates | 0 | #DIV/0! | #DIV/0!
| (II) Trip Coil of 11KV VCB | Each | Conforming relevant IS specification(s) | [12 empty] | #REF! | #REF! | #REF! | 0 | #REF! | JBVNL PO Rates | 0 | #DIV/0! | #DIV/0!
| (III) Closing Coil of 33KV VCB | Each | Conforming relevant IS specification(s) | [12 empty] | #REF! | #REF! | #REF! | 0 | #REF! | JBVNL PO Rates | 0 | #DIV/0! | #DIV/0!
| (IV) Closing Coil of 11KV VCB | Each | Conforming relevant IS specification(s) | [12 empty] | #REF! | #REF! | #REF! | 0 | #REF! | JBVNL PO Rates | 0 | #DIV/0! | #DIV/0!
| (V) Push Button Switch 5A | Each | Conforming relevant IS specification(s) | [12 empty] | #REF! | #REF! | #REF! | 0 | #REF! | JBVNL PO Rates | 0 | #DIV/0! | #DIV/0!
| (VI) Test Terminal Block 5A | Each | Conforming relevant IS specification(s) | [12 empty] | #REF! | #REF! | #REF! | 0 | #REF! | JBVNL PO Rates | 0 | #DIV/0! | #DIV/0!
| (VII) 33 KV Indoor current transformers of ratio as required suitable for metering and protection. | Each | Conforming relevant IS specification(s) | [12 empty] | #REF! | #REF! | #REF! | 0 | #REF! | JBVNL PO Rates | 0 | #DIV/0! | #DIV/0!
| (VIII) 33 KV outdoor current transformers of ratio as required suitable for metering and protection. | Each | Conforming relevant IS specification(s) | [12 empty] | #REF! | #REF! | #REF! | 0 | #REF! | JBVNL PO Rates | 0 | #DIV/0! | #DIV/0!
| (IX) 11 KV Indoor current transformers of ratio as required suitable for metering and protection. | Each | Conforming relevant IS specification(s) | [12 empty] | #REF! | #REF! | #REF! | 0 | #REF! | JBVNL PO Rates | 0 | #DIV/0! | #DIV/0!
| (X) 11 KV outdoor current transformers of ratio as required suitable for metering and protection. | Each | Conforming relevant IS specification(s) | [12 empty] | #REF! | #REF! | #REF! | 0 | #REF! | JBVNL PO Rates | 0 | #DIV/0! | #DIV/0!
| (XI) 33000/110 volts single phase voltage Transformer Indoor. | Each | Conforming relevant IS specification(s) | [12 empty] | #REF! | #REF! | #REF! | 0 | #REF! | JBVNL PO Rates | 0 | #DIV/0! | #DIV/0!
| (XII) 33000/110 volts single phase voltage Transformer outdoor. | Each | Conforming relevant IS specification(s) | [12 empty] | #REF! | #REF! | #REF! | 0 | #REF! | JBVNL PO Rates | 0 | #DIV/0! | #DIV/0!
| (XIII) 11000/110 volts single phase voltage Transformer Indoor. | Each | Conforming relevant IS specification(s) | [12 empty] | #REF! | #REF! | #REF! | 0 | #REF! | JBVNL PO Rates | 0 | #DIV/0! | #DIV/0!
| (XIV) 11000/110 volts single phase voltage Transformer outdoor. | Each | Conforming relevant IS specification(s) | [12 empty] | #REF! | #REF! | #REF! | 0 | #REF! | JBVNL PO Rates | 0 | #DIV/0! | #DIV/0!
| (XV) Flush type switchboard mounting pattern 96x96 sq.mm M.I. Voltmeter | Each | Conforming relevant IS specification(s) | [12 empty] | #REF! | #REF! | #REF! | 0 | #REF! | JBVNL PO Rates | 0 | #DIV/0! | #DIV/0!
| (XVI) Voltmeter phase selector switch. | Each | Conforming relevant IS specification(s) | [12 empty] | #REF! | #REF! | #REF! | 0 | #REF! | JBVNL PO Rates | 0 | #DIV/0! | #DIV/0!
| (XVII) Indicating lamps coloured red, amber and blue, white, green, etc. | Each | Conforming relevant IS specification(s) |  |  | 94 |  |  | 104.5339 | [6 empty] | #REF! | #REF! | #REF! | 0 | #REF! | JBVNL PO Rates | 2 | 99.2669 | #REF!
| (XVIII) Auxiliary switch having minimum of 8 contacts, 4 normally open and 4 normally closed | Each | Conforming relevant IS specification(s) | [12 empty] | #REF! | #REF! | #REF! | 0 | #REF! | JBVNL PO Rates | 0 | #DIV/0! | #DIV/0!
| (XIX) Flush mounting pattern 96x96 sq.mm M.I. Ammeter | Each | Conforming relevant IS specification(s) | [12 empty] | #REF! | #REF! | #REF! | 0 | #REF! | JBVNL PO Rates | 0 | #DIV/0! | #DIV/0!
| (XX) Ammeter selector switch to indicate phase current | Each | Conforming relevant IS specification(s) | [12 empty] | #REF! | #REF! | #REF! | 0 | #REF! | JBVNL PO Rates | 0 | #DIV/0! | #DIV/0!
| (XXI) Over current and Earth fault numerical relay | Each | Conforming relevant IS specification(s) | [12 empty] | #REF! | #REF! | #REF! | 0 | #REF! | JBVNL PO Rates | 0 | #DIV/0! | #DIV/0!
| (XXII) Automatic door illuminating lamps with Switch | Each | Conforming relevant IS specification(s) | [12 empty] | #REF! | #REF! | #REF! | 0 | #REF! | JBVNL PO Rates | 0 | #DIV/0! | #DIV/0!
| (XXIII) 240 V, 100 W, AC single phase anti / condensation heaters, with thermostat (0-60 deg. C) and switch. | Each | Conforming relevant IS specification(s) | [12 empty] | #REF! | #REF! | #REF! | 0 | #REF! | JBVNL PO Rates | 0 | #DIV/0! | #DIV/0!
| (XXIV) Operation counter for VCB | Each | Conforming relevant IS specification(s) | [12 empty] | #REF! | #REF! | #REF! | 0 | #REF! | JBVNL PO Rates | 0 | #DIV/0! | #DIV/0!
| (XXV) Bus Bar Spout Epoxy casted R Phase of 33KV indoor VCB | Each | Conforming relevant IS specification(s) | [12 empty] | #REF! | #REF! | #REF! | 0 | #REF! | JBVNL PO Rates | 0 | #DIV/0! | #DIV/0!
| (XXVI) Bus Bar Spout Epoxy casted Y Phase of 33KV indoor VCB | Each | Conforming relevant IS specification(s) | [12 empty] | #REF! | #REF! | #REF! | 0 | #REF! | JBVNL PO Rates | 0 | #DIV/0! | #DIV/0!
| (XXVII) Bus Bar Spout Epoxy casted B Phase of 33KV indoor VCB | Each | Conforming relevant IS specification(s) | [12 empty] | #REF! | #REF! | #REF! | 0 | #REF! | JBVNL PO Rates | 0 | #DIV/0! | #DIV/0!
| (XXVIII) Circuit Spout Epoxy casted of 33KV indoor VCB | Each | Conforming relevant IS specification(s) | [12 empty] | #REF! | #REF! | #REF! | 0 | #REF! | JBVNL PO Rates | 0 | #DIV/0! | #DIV/0!
| (XXIX) Housing for vacuum interrupter of 33KV indoor VCB | Each | Conforming relevant IS specification(s) | [12 empty] | #REF! | #REF! | #REF! | 0 | #REF! | JBVNL PO Rates | 0 | #DIV/0! | #DIV/0!
| (XXX) Drive Insulator 33KV VCB | Each | Conforming relevant IS specification(s) | [12 empty] | #REF! | #REF! | #REF! | 0 | #REF! | JBVNL PO Rates | 0 | #DIV/0! | #DIV/0!
| (XXXI) Release Coil of 33KV indoor VCB | Each | Conforming relevant IS specification(s) | [12 empty] | #REF! | #REF! | #REF! | 0 | #REF! | JBVNL PO Rates | 0 | #DIV/0! | #DIV/0!
| (XXXII) Bus Bar Spout Epoxy casted R Phase of 11KV indoor VCB | Each | Conforming relevant IS specification(s) | [12 empty] | #REF! | #REF! | #REF! | 0 | #REF! | JBVNL PO Rates | 0 | #DIV/0! | #DIV/0!
| (XXXIII) Bus Bar Spout Epoxy casted Y Phase of 11KV indoor VCB | Each | Conforming relevant IS specification(s) | [12 empty] | #REF! | #REF! | #REF! | 0 | #REF! | JBVNL PO Rates | 0 | #DIV/0! | #DIV/0!
| (XXXIV) Bus Bar Spout Epoxy casted B Phase of 11KV indoor VCB | Each | Conforming relevant IS specification(s) | [12 empty] | #REF! | #REF! | #REF! | 0 | #REF! | JBVNL PO Rates | 0 | #DIV/0! | #DIV/0!
| (XXXV) Circuit Spout Epoxy casted of 11KV indoor VCB | Each | Conforming relevant IS specification(s) | [12 empty] | #REF! | #REF! | #REF! | 0 | #REF! | JBVNL PO Rates | 0 | #DIV/0! | #DIV/0!
| (XXXVI) Housing for vacuum interrupter of 11KV indoor VCB | Each | Conforming relevant IS specification(s) | [12 empty] | #REF! | #REF! | #REF! | 0 | #REF! | JBVNL PO Rates | 0 | #DIV/0! | #DIV/0!
| (XXXVII) Drive Insulator of 11KV VCB | Each | Conforming relevant IS specification(s) | [12 empty] | #REF! | #REF! | #REF! | 0 | #REF! | JBVNL PO Rates | 0 | #DIV/0! | #DIV/0!
| (XXXVIII) Release Coil of 11KV indoor VCB | Each | Conforming relevant IS specification(s) | [12 empty] | #REF! | #REF! | #REF! | 0 | #REF! | JBVNL PO Rates | 0 | #DIV/0! | #DIV/0!
| (XXXIX) Vacuum Interrupter of 33KV Outdoor Type | Each | Conforming relevant IS specification(s) | [12 empty] | #REF! | #REF! | #REF! | 0 | #REF! | JBVNL PO Rates | 0 | #DIV/0! | #DIV/0!
| (XL) Vacuum Interrupter of 33KV Indoor Type | Each | Conforming relevant IS specification(s) | [12 empty] | #REF! | #REF! | #REF! | 0 | #REF! | JBVNL PO Rates | 0 | #DIV/0! | #DIV/0!
| (XLI) Vacuum Interrupter of 11KV Outdoor Type | Each | Conforming relevant IS specification(s) | [12 empty] | #REF! | #REF! | #REF! | 0 | #REF! | JBVNL PO Rates | 0 | #DIV/0! | #DIV/0!
| (XLII) Vacuum Interrupter of 11KV Indoor Type | Each | Conforming relevant IS specification(s) | [12 empty] | #REF! | #REF! | #REF! | 0 | #REF! | JBVNL PO Rates | 0 | #DIV/0! | #DIV/0!
| (XLIII) Buzzer/ Hooter | Each | Conforming relevant IS specification(s) | [12 empty] | #REF! | #REF! | #REF! | 0 | #REF! | JBVNL PO Rates | 0 | #DIV/0! | #DIV/0!
| (XLIV) T N C Switch | Each | Conforming relevant IS specification(s) | [12 empty] | #REF! | #REF! | #REF! | 0 | #REF! | JBVNL PO Rates | 0 | #DIV/0! | #DIV/0!
M1680 | MRT Related Items | [14 empty] | #REF! | #REF! | #REF! |  | #REF! |  |  | #DIV/0! | #DIV/0!
| (I) Fully Automatic energy meter test bench with 0.02 Class, 10 Position, for testing of 1 Ph & 3 Ph Energy meters with 5 Years maintenance, accreditation from NABL and Software Updation. | Set | Conforming relevant IS specification(s) | [12 empty] | #REF! | #REF! | #REF! | 0 | #REF! | JBVNL PO Rates | 0 | #DIV/0! | #DIV/0!
| (II) Instrument Transformer (CT-PT) test system | Set | Conforming relevant IS specification(s) | [12 empty] | #REF! | #REF! | #REF! | 0 | #REF! | JBVNL PO Rates | 0 | #DIV/0! | #DIV/0!
| (III) Transformer turn ratio meter and measurement test kit | Set | Conforming relevant IS specification(s) | [12 empty] | #REF! | #REF! | #REF! | 0 | #REF! | JBVNL PO Rates | 0 | #DIV/0! | #DIV/0!
| (IV) Transformer Oil filtering machine- 500 GPH | Set | Conforming relevant IS specification(s) | [12 empty] | #REF! | #REF! | #REF! | 0 | #REF! | JBVNL PO Rates | 0 | #DIV/0! | #DIV/0!
| (V) Circuit Breaker Operational Analyzer | Set | Conforming relevant IS specification(s) | [12 empty] | #REF! | #REF! | #REF! | 0 | #REF! | JBVNL PO Rates | 0 | #DIV/0! | #DIV/0!
| (VI) 3 Ph Relay Test kit with all necessary accessories | Set | Conforming relevant IS specification(s) | [12 empty] | #REF! | #REF! | #REF! | 0 | #REF! | JBVNL PO Rates | 0 | #DIV/0! | #DIV/0!
| (VII) Primary Injection Kit-1000 A with relay testing facility | Set | Conforming relevant IS specification(s) | [12 empty] | #REF! | #REF! | #REF! | 0 | #REF! | JBVNL PO Rates | 0 | #DIV/0! | #DIV/0!
| (VIII) HT Coil winding Machine its installation, testing & commissioning | Set | Conforming relevant IS specification(s) | [12 empty] | #REF! | #REF! | #REF! | 0 | #REF! | JBVNL PO Rates | 0 | #DIV/0! | #DIV/0!
| (IX) LT Coil winding Machine its installation, testing & commissioning | Set | Conforming relevant IS specification(s) | [12 empty] | #REF! | #REF! | #REF! | 0 | #REF! | JBVNL PO Rates | 0 | #DIV/0! | #DIV/0!
| (X) 03 (Three) Phase Transformer winding resistance meter | Set | Conforming relevant IS specification(s) | [12 empty] | #REF! | #REF! | #REF! | 0 | #REF! | JBVNL PO Rates | 0 | #DIV/0! | #DIV/0!
| (XI) Digital Multimeter, 750V | Set | Conforming relevant IS specification(s) | [12 empty] | #REF! | #REF! | #REF! | 0 | #REF! | JBVNL PO Rates | 0 | #DIV/0! | #DIV/0!
| (XII) Capacitance Tan Delta Test Set for Transformer, motor and Switchgear | Set | Conforming relevant IS specification(s) | [12 empty] | #REF! | #REF! | #REF! | 0 | #REF! | JBVNL PO Rates | 0 | #DIV/0! | #DIV/0!
| (XIII) Capacitance Tan Delta Test Set for cables | Set | Conforming relevant IS specification(s) | [12 empty] | #REF! | #REF! | #REF! | 0 | #REF! | JBVNL PO Rates | 0 | #DIV/0! | #DIV/0!
| (XIV) Vaccum Interrupter Tester | Set | Conforming relevant IS specification(s) | [12 empty] | #REF! | #REF! | #REF! | 0 | #REF! | JBVNL PO Rates | 0 | #DIV/0! | #DIV/0!
| (XV) Secondary Injection kit | Set | Conforming relevant IS specification(s) | [12 empty] | #REF! | #REF! | #REF! | 0 | #REF! | JBVNL PO Rates | 0 | #DIV/0! | #DIV/0!
| (XVI) Digital HT Earth Tester | Set | Conforming relevant IS specification(s) | [12 empty] | #REF! | #REF! | #REF! | 0 | #REF! | JBVNL PO Rates | 0 | #DIV/0! | #DIV/0!
| (XVII) 3 Ph Power Quality Analyser | Set | Conforming relevant IS specification(s) | [12 empty] | #REF! | #REF! | #REF! | 0 | #REF! | JBVNL PO Rates | 0 | #DIV/0! | #DIV/0!
| (XVIII) 05 KV insulation tester (Manual) | Set | Conforming relevant IS specification(s) | [12 empty] | #REF! | #REF! | #REF! | 0 | #REF! | JBVNL PO Rates | 0 | #DIV/0! | #DIV/0!
| (XIX) 10 KV insulation tester (Motarized) | Set | Conforming relevant IS specification(s) | [12 empty] | #REF! | #REF! | #REF! | 0 | #REF! | JBVNL PO Rates | 0 | #DIV/0! | #DIV/0!
| (XX) Digital Clamp meter; 20-1000A, 200 V DC | Each | Conforming relevant IS specification(s) | [12 empty] | #REF! | #REF! | #REF! | 0 | #REF! | JBVNL PO Rates | 0 | #DIV/0! | #DIV/0!
| (XXI) Digital Clamp meter; 20A (1mA-20A) | Each | Conforming relevant IS specification(s) | [12 empty] | #REF! | #REF! | #REF! | 0 | #REF! | JBVNL PO Rates | 0 | #DIV/0! | #DIV/0!
| (XXII) Discharge Rod (Make fibre) | Set | Conforming relevant IS specification(s) | [12 empty] | #REF! | #REF! | #REF! | 0 | #REF! | JBVNL PO Rates | 0 | #DIV/0! | #DIV/0!
| (XXIII) Thermal Imaging Camera | Each | Conforming relevant IS specification(s) | [12 empty] | #REF! | #REF! | #REF! | 491000 | #REF! | JBVNL Tender Rates | 0 | #DIV/0! | #DIV/0!
| (XXIV)Single Phase & Three Phase Meter Automatic Testing Bench for 20 positions (0.02S Class RSM) | Each | Conforming relevant IS specification(s) | [12 empty] | #REF! | #REF! | #REF! | 0 | #REF! | JBVNL PO Rates
M1681 | FRP FENCING | [14 empty] | #REF! | #REF! | #REF! |  | #REF! |  |  | #DIV/0! | #DIV/0!
| (I) Fiber Reinforced Plastic (FRP) Fencing for 11/0.433KV, 63/100/200/500 KVA Substation | Each | Conforming relevant IS specification(s) | [10 empty] | 80000 | 96000 | #REF! | #REF! | #REF! | 80000 | #REF! | Quotation | 0 | #DIV/0! | #DIV/0!
[5 empty] | 45 | 223 | 81 | 75 | 160 | 3 | 4 | 18 | 5 | 119 | 131 | 5 |  |  | 766 | 0